## HEADER-In Data
LCPR DIMEMSIONS
Internal Reference / File Name : | Quote No - Echo Dale - Air Store
Client | Echodale
Client Contact | 1
Contact Phone No | A
Field Loads | (Refer Page 1-1) | 50 | kW
Required Parameters |  | Refer (LPSV Selection for R717)
Suction Pressure | (Range -40 to +10) | -10 | °C
Condensing Temperature | (Range 5 to 50) | 26 | °C
Liquid Sub Cooling |  | 36 | °C
| Sub Cooled Liquid Temperature | -10 | °C
| Vessel Diameter | 200 | NB | 219.08 | OD
| Vessel Length (System) | 0.8 | Mtr
| ADD/SUBTRACT | 0 | Mtr | Vessel Length
| Vessel Length (Strake) | 0.8 | Mtr
| Storage Volume | 18.3783 | Ltr's | COMPLIES
Sub Cooling Load kW's |  | 8.1354 | kW
LCPR System Totals
| Refrigeration Duty = kW | 50 | kW
| Ammonia Liquid Kg's /kW | 3.3127 | kg/kW
| Ammonia Liquid Kg's Per Hour | 138.6846 | Kg/Hr | 218.0575 | Ltr / Hr
Multiply the mass flow rate of the liquid (in kilograms per second) by the specific heat capacity and the temperature rise. This will give you the heat load in kilowatts.
Sub Cooling Load = (Field LoadxTdxKg/s)+(Field kW+SubCool kW).
| Mass Flow Rate | 0.038523 | Kg/s | 0.060572 | Ltr/s
|  | 165.6347 | Kg/Hr
| Over Feed | 16.27% | Kg/Hr
AMMONIA | Thermal conductivity: | 0.53802 | W/m°C
MODEL No = LCPR | LCPR-200-800-40
MODEL No = SUB COOLER | S-100-125-654-18-8-65-50
| LCPR- | - | 800 | 40
| S- |  | 100 | 125 | 654 | 18 | 8 | 65 | 50
| Internal Reference / File Name : | Quote No - Echo Dale - Air Store |  |  | Page 1
LCPR DIMEMSIONS
Internal Reference / File Name : | Quote No - Echo Dale - Air Store
Field Loads
Ammonia Filling Volume:
Air Store |  | 50 | kW | 6 | Ltrs
|  | 0 | kW |  | Ltrs
3 |  | 0 | kW |  | Ltrs
4 |  | 0 | kW |  | Ltrs
5 |  | 0 | kW |  | Ltrs
6 |  | 0 | kW |  | Ltrs
7 |  | 0 | kW |  | Ltrs
8 |  | 0 | kW |  | Ltrs
9 |  | 0 | kW |  | Ltrs
10 |  | 0 | kW |  | Ltrs
11 |  | 0 | kW |  | Ltrs
12 |  | 0 | kW |  | Ltrs
13 |  | 0 | kW |  | Ltrs
14 |  | 0 | kW |  | Ltrs
15 |  | 0 | kW |  | Ltrs
16 |  | 0 | kW |  | Ltrs
17 |  | 0 | kW |  | Ltrs
18 |  | 0 | kW |  | Ltrs
19 |  | 0 | kW |  | Ltrs
20 |  | 0 | kW |  | Ltrs
21 |  | 0 | kW |  | Ltrs
22 |  | 0 | kW |  | Ltrs
23 |  | 0 | kW |  | Ltrs
24 |  | 0 | kW |  | Ltrs
25 |  | 0 | kW |  | Ltrs
Ammonia Charge Contained in sub cooler |  |  |  | 6.1327 | Ltrs
| Field kw | 50 | kW | 12.1327 | Ltrs
| Internal Reference / File Name : | Quote No - Echo Dale - Air Store |  |  | Page 1-1

## LPR
LCPR AND NOZZEL DIMEMSIONS
| Internal Reference | Quote No - Echo Dale - Air Store
| DESIGN CODE | AS1210 : 2B
ONLY ADJUST THE FIGURES IN YELLOW
A = | (NB) Diameter | 200 | mm | I = | SHORT RADIUS BEND (CR) | 51 | mm
| (OD) Diameter | 219.08 | mm | J = |  | 557.677 | mm
| RAD 1 | 109.54 | mm
| Pipe Schedule (5-10-40-80) | 10 | SCH | K = |  | 59.808 | mm
B = | Strake Length | 800 | mm | L = | Safety Vent | 298.8385 | mm
| (NB) Suction Diameters -Sch 40 | 40 | mm | M = | Support Distance In | 20 | mm
| RAD 2 | 21.36 | mm
C = | (ID) Internal Diameter | 42.72 | mm | N = | Leg Distance in | 130 | mm
| (OD) Out Side Diameter | 48.26 | mm | O = | Leg Hieght |  | mm
D = | Baffle Plate | 108.585 | mm | P = | Distance Across Legs | 540 | mm
E = |  | 62.738 | mm | Q = | Width of Leg (Flat Bar) | 100 | X | 10 | mm
F = |  | 125.476 | mm | R = | LOA (APROX) | 1000 | mm
G = |  | 259.54 | mm | S= | Baffle Plate Clearance | 52.89 | mm
H = |  | 158.808 | mm | T= | Sight Glass Hieght | 33.3333 | mm
| Insulation Thickness | 75 | mm |  | Storage Volume (SV) | 18.3783 | Ltr's
SV = V x 5/8
| MODEL No = LCPR | LCPR-200-800-40 |  |  | DESIGN CODE | AS1210 : 2B
|  |  |  | Internal Reference / File Name : | Quote No - Echo Dale - Air Store |  | Page 2
LCPR AND NOZZEL DIMEMSIONS
| Internal Reference | Quote No - Echo Dale - Air Store
| Nozzle Diameter | 40 | NB
| Pipe Schedule (5-10-40-80) | 10
A = | Distance 1 | 53.8385 | mm | TRUE
B = | Nozzle Length | 557.677 | mm
C = | Cut Out Length | 25 | mm
D = | Cut Out Width | 5.7334 | mm
E = | Cut Out Spacing | 20 | mm
F = | Number of Cut Outs | 10 | Qty
G = | Distance 2 | 53.8385 | mm | TRUE
|  | 250 | 5.7334
450
| Area of Nozzle | 1433.3504 | sq mm
| Area of Cut out | 143.335 | sq mm
| Total Area of Cut Outs | 1433.3504 | sq mm
| Nozzel Area Confirmed | TRUE
| MODEL No = LCPR | LCPR-200-800-40 |  |  | DESIGN CODE | AS1210 : 2B
|  |  |  | Internal Reference / File Name : | Quote No - Echo Dale - Air Store |  | Page 2-1

## SUB COOLER
SUB COOLER DIMEMSIONING
| Internal Reference / File Name : | Quote No - Echo Dale - Air Store
ONLY ADJUST THE FIGURES IN YELLOW
Require
| Flow Rate | 0.060572 | L/s | 0.041346 | Kg/s
| Kilo watts Required | 8.1354 | kW's | 50 | kW's
| Stainless Steel Heat Conductivity (SSHC) | 17.3 | W/m°C
| Fouling Factor | 14% | %
| kW Per SqM of surface Area | 34.6 | kW/m²
| Square Mtrs Of Cooling Surface Required | 0.26805 | SqM |  | OK
| SqM per Tube | 0.014891 | SqM | 0.014891
| Pipe Dia Selected (NB) | 100 | mm
| (OD) Diameters | 114.3 | mm
| Pipe Schedule (5-10-40-80) | 10 | SCH
|  |  | 108.2 | AREA | 9194.8448
| Maxium Number of Tubes | 20 |  | 16 | Tubes Required
| Number of tubes | 18 | Qty |  | Will Fit
| Tube Length | 0.6538 | Mtr | Tube Length | Is OK
|  |  |  | Max Tube Length = | 742
| Tube Centres | 21 | mm | Diamond Pattern (30 Deg)
| Tube OD | 8 | mm
| Stainless Steel Thickness (SST) | 0.75 | mm
| Flow Rate Through Tubes | 0.0033651 | L/s | 0.10141 | Metres / Sec
| Insulation Thickness | 75 | mm
MODEL No = SUB COOLER
S-100-125-654-18-8-65-50
|  | Internal Reference / File Name : | Quote No - Echo Dale - Air Store |  | Page 3
SUB COOLER DIMEMSIONING
| Internal Reference / File Name : | Quote No - Echo Dale - Air Store
A = | Pipe Dia Selected (NB) | 100 | mm
| (OD) Diameters | 114.3 | mm
| Pipe Schedule (5-10-40-80) | 10 | SCH
B = | Tube Length | 653.8049 | mm
C = | Fitting Length | 210 | mm
D = | (NB) Diameters | 125 | mm
E = | Oil Collection | 100 | mm
F = | (NB) Liquid Outlet | 50 | mm
G = | (NB) Liquid Inlet | 65 | mm
H = | Leg Height | 110 | mm
I = | Distance Across Legs | 540 | mm
J = | Strake Stubs | 11.9025 | mm |  | FALSE
K = | Tube Plate | 29 | mm
L = | Spacer | 40 | mm
M = | Aproximate LOA | 918.8049 | mm |  | TRUE
| Ammonia Charge Ltrs (APROX) | 8.9932 | Ltrs
| Ammonia Charge Kgs (APROX) | 5.7197 | Kgs
MODEL No = SUB COOLER
S-100-125-654-18-8-65-50
|  | Internal Reference / File Name : | Quote No - Echo Dale - Air Store |  | Page 3-1
VOLUME CALCS
Vessel Calculations
| Volume Calculation | V = ⁴⁄₃*π*r³ |  |  |  | V = 4/3⋅π⋅a⋅b⋅c
| Dia ID = | 108.2 |  |  |  | 200
| Pipe Radius | 0.541 |  |  |  | a= | 1
| Volume Domes / Caps | 0.66325 | Ltrs |  |  | b= | 1
[6 empty] | c= | 1.02
4.2726
| Pipe Area | 0.91948
| Strake Length = |  | Length |  |  | Length
| No of Tees | 3 | 210 | 630 |  | 3.1416
| J= Strake Stubs | 2 | 11.9025 | 23.8049
| L = Spacer | 2 | 40 | 80 |  | 0.8
| E = Oil Collection | 1 | 100 | 100
|  |  |  | 8.338 |  | 8
|  | 7.6667 | Ltrs |  |  | 25.1327 | Ltrs
| Total Ltrs | 8.9932 | Ltrs |  |  | 29.4053 | Ltrs
| Ammonia Charge Ltrs |  | 8.9932 | Ltrs |  | 18.3783 | Ltrs
| Ammonia Charge Kgs |  | 5.7197 | Kgs |  | 11.6886 | Kgs
| LINK TO SUB COOLER CALCULATOR | https://www.flycarpet.net/en/HXTubeShellFF
|  |  | Pipe Dia | No Of Tubes | 20
108.2
99.544
7782.5348
|  |  | 21 | 441
|  |  | 10.5 | 110.25
18.1865334794732
|  |  | 381.9172 | 20
|  | Tube OD | Tube Length | Volume of Tubes(L) | Tube Quanity | Ltrs
|  | 8 | 653.8049
|  | 0.008 | 6.538 | 0.052304 | 18 | 0.94148 | Ltrs
108.2
|  | 1.082 | 6.538 | 7.0742 |  | 6.1327 | Ltrs
area of a ellipse formula
A=πab
=π·2.25·2.03≈14.34922
The Volume of an Ellipsoid formula, V = 4/3⋅π⋅a⋅b⋅c, computes the volume of an ellipsoid with semi-axes of lengths a, b, and c.

## FRAME
FRAME DIMEMSIONING
| Internal Reference / File Name : |  | Quote No - Echo Dale - Air Store
| Square Hollow Section (SHS) |  |  | 40 | X | 2 | mm
| Thermal Break Thickness |  |  | 10 | mm
| A = | FRAME LEGS DISTANCE OA |  | 540 | mm
|  | Allowance for Insulation |  | 110 | mm
| B = | FRAME WIDTH |  | 439 | mm
| C = | LPR LEG HEIGHT |  | 722.3 | mm
| D = | Sub Cooler Support Height |  | 348 | mm
| E = | LPR Cross Support Height |  | 368 | mm
| F = | Foot Plates |  | 60 | X | 110 | X | 6 | mm Thick
217.15
[5 empty] | Internal Reference / File Name : | Quote No - Echo Dale - Air Store |  |  | Page 4
229
[14 empty] | Vessel | SUB | Vessel |  |  |  | Foot TH | [6 empty] | Foot Plate TH
[10 empty] | Frame Sizing |  |  | OD | LEG Height | DIA | Centres | A | A1 | A2 | A3 | INS | B | C1 | C2 | C3 | C4 | C5 | C | D | E | F | G | [5 empty] | H | I | J | K
[13 empty] | 219.08 | 170 | 114.3 | 496.69 | 540 | 40 | 2 | 6 | ALLOW | 439.08 | [5 empty] | 722.3 | 348 | 0 | 0 | 0 | 0 | 0 | 0 | 0 | 0
[10 empty] | 200 | 200 | 219.08 | 219.08 | 170 | 114.3 | 496.69 | 540 | 40 | 2 | 6 | 110 | 439.08 | 110 | 114.3 | 348 | 10 | 10 | 722.3 | 348
[10 empty] | 200 | 250 | 273.05 | 0 | 0 | 114.3 | 0 | 0 | 0 | 0 |  | 110 | 0 | 110 | 114.3 | 348 | 10 | 10 | 0 | 0
[10 empty] | 200 | 350 | 355.6 | 0 | 0 | 114.3 | 0 | 0 | 0 | 0 |  | 110 | 0 | 110 | 114.3 | 348 | 10 | 10 | 0 | 0
[10 empty] | 200 | 450 | 457.2 | 0 | 0 | 114.3 | 0 | 0 | 0 | 0 | 0 | 110 | 0 | 110 | 114.3 | 348 | 10 | 10 | 0 | 0
[10 empty] | 200 | 600 | 609.6 | 0 | 0 | 114.3 | 0 | 0 | 0 | 0 | 0 | 110 | 0 | 110 | 114.3 | 348 | 10 | 10 | 0 | 0
[10 empty] | 200 | 750 | 762 | 0 | 0 | 114.3 | 0 | 0 | 0 | 0 |  | 110 | 0 | 110 | 114.3 | 348 | 10 | 10 | 0 | 0
[10 empty] | 200 | 900 | 914 | 0 | 0 | 114.3 | 0 | 0 | 0 | 0 |  | 110 | 0 | 110 | 114.3 | 348 | 10 | 10 | 0 | 0
[10 empty] | 200 | 1200 | 1219 | 0 | 0 | 114.3 | 0 | 0 | 0 | 0 |  | 110 | 0 | 110 | 114.3 | 348 | 10 | 10 | 0 | 0

## CERT - PLATE
DESIGN CODE |  | AS1210 : 2B
MODEL No |  | LCPR-200-800-40 / S-100-125-654-18-8-65-50
MSN
DRN
VESSEL No
DATE
| SHELL SIDE |  |  | TUBE SIDE
D/P | 1725 |  | KPA | N/A | KPA
T/P | 2165 |  | KPA | N/A | KPA
TEMP.MIN | -30 |  | °C |  | °C
TEMP.MAX | 150 |  | °C |  | °C
HAZ LEVEL | B

## Calculations
Plate Surface Area Calcs | [6 empty] | https://thermtest.com/thermal-resources/conduction-calculator
REFRIGERATION PLANT PRIMARY REFRIGERANT : | AMMONIA
Specific Heat Capacity of Ammonia @ | 0 | °C
| Liquid |  | Gas
| 4.61 | kJ/kg.°C | 2.1636 | kJ/kg.°C
Density of Ammonia @ | 636 | kg/m3 | 0.769 | kg/m3
Ammonia Liquid Kg's Per Litre | 0.636 | Kg/Ltr
Ammonia Cooling kW's per kg | 3.3127 | kg/kW
Ammonia Heating kW's per kg | 5.2 | kg/kW
Thermal conductivity (W/mK) | 0.53802 | W/mK
Mass Flow Rate | 0.038523 | Kg/s
Ltrs Second | 0.060572 | Ltr/s
Ethelene Glycol | 3.7 | kj/kg
Thermal conductivity (W/mK) | 0.473 | W/mK
Stainless heat conductivity | 17.3 | (W/mK)
Heat transfer through a surface can be calculated as
q = U A dT
q = ( W /m2K) ( m2) (ΔTm) | 830400 | W | 830.4 | kW | 34.6 | kW/SqM
Stainless heat conductivity | 17.3 | (W/mK) |  | Temperature Difference
Square Metre Surface Area | 1 | ( m2) | (T1 – t2) |  | (T2 – t1)
|  |  | -10 | 0 | -10
The log mean temperature difference ΔTm is: |  |  | 26 |  | -10
ΔTm = (T1 – t2) – (T2 – t1) = °C | 36 | °C | 36 | 36 | 0
Heat Exchanger Capacity - Required | 8.1354 | Hx kw's
Plate Thickness | 0.75 | mm
| 0.00075 | m
Temperature Split | 36 | °C
Plate Surface Area Required | 0.23513 | SqM
Fouling Factor | 0.14 | %
Fouling Factor Total | 0.032918 | SqM
Total | 0.26805 | SqM
| Tube Sqm |  | Avg | Cir/M | Area/Mtr
| 8 | OD | 7.25 | 0.022777 | 0.022777 | Sqm/M
| 0.75 | Wall
| 11.7685 | Mtr/Tube
Max Tube Length = | 0.742 | Mtr
| 16 | Qty
Tube Length | 0.6538 | Length |  | 0.014891 | SqM / Per Tube
| 18 | Qty
|  |  | 0.0169 |  | 0.23826
Required | 18 | Qty
Polypropylene PP : 0.1 - 0.22 W/(m K)
Stainless steel : 16 - 24 W/(m K)
Aluminum : 205 - 250 W/(m K)
| Ammonia Cooling kW's per kg | 3.3127 | kg/kW
| Suction Temp |  | Suction Temp
|  |  | °C | kg/kW
| -10 | 0 | 10 | 3.2508
| -10 | 0 | 9 | 3.2536
| -10 | 0 | 8 | 3.2563
| -10 | 0 | 7 | 3.2591
| -10 | 0 | 6 | 3.2619
| -10 | 0 | 5 | 3.2647
| -10 | 0 | 4 | 3.2675
| -10 | 0 | 3 | 3.2703
| -10 | 0 | 2 | 3.2731
| -10 | 0 | 1 | 3.2758
| -10 | 0 | 0 | 3.2786
| -10 | 0 | -1 | 3.282
| -10 | 0 | -2 | 3.2854
| -10 | 0 | -3 | 3.2889
| -10 | 0 | -4 | 3.2923
| -10 | 0 | -5 | 3.2957
| -10 | 0 | -6 | 3.2991
| -10 | 0 | -7 | 3.3025
| -10 | 0 | -8 | 3.3059
| -10 | 0 | -9 | 3.3093
| -10 | 3.3127 | -10 | 3.3127
| -10 | 0 | -11 | 3.3167
| -10 | 0 | -12 | 3.3207
| -10 | 0 | -13 | 3.3248
| -10 | 0 | -14 | 3.3288
| -10 | 0 | -15 | 3.3328
| -10 | 0 | -16 | 3.3368
| -10 | 0 | -17 | 3.3409
| -10 | 0 | -18 | 3.3449
| -10 | 0 | -19 | 3.3489
| -10 | 0 | -20 | 3.3529
| -10 | 0 | -21 | 3.3576
| -10 | 0 | -22 | 3.3622
| -10 | 0 | -23 | 3.3669
| -10 | 0 | -24 | 3.3715
| -10 | 0 | -25 | 3.3762
| -10 | 0 | -26 | 3.3808
| -10 | 0 | -27 | 3.3854
| -10 | 0 | -28 | 3.3901
| -10 | 0 | -29 | 3.3947
| -10 | 0 | -30 | 3.3994
| -10 | 0 | -31 | 3.4043
| -10 | 0 | -32 | 3.4093
| -10 | 0 | -33 | 3.4142
| -10 | 0 | -34 | 3.4192
| -10 | 0 | -35 | 3.4241
| -10 | 0 | -36 | 3.4291
| -10 | 0 | -37 | 3.4341
| -10 | 0 | -38 | 3.439
| -10 | 0 | -39 | 3.444
| -10 | 0 | -40 | 3.4489
TEMPERATURE ADJUSTMENT
Discharge Temperature | 26
Field kW's | 50
Temperature Adjustment Factor | 0.0046
Temperature Difference < 35 | 9 | 52.07
Temperature Difference >= 35 | 0 | 0
Temperature Adjusted kW's | 52.07 | kW's
SUB COOLING
temperature | Maximum Sub Cooling Temp = Difference between suction Pressure and Discharge Pressure
Suction Temp | -10 | °C
Liquid Sub Cooling | 36 | °C
0.00434
Sub Cooled kW' | 8.1354 | kW's
New Toatl kW's | 43.9346 | kW's
New Toatl kW's | 60.2054 | kW's
subcooling = CT – T

## Nozzle Sizing
-10 |  |  |  | Suction Pressure Deg C
Pipe ID |  | 40 |  |  |  |  | 0 |  | 0 |  | 0 |  | 0 |  | 40 |  | 0 |  | 0 |  | 0 |  | 0 |  | 0 |  | 0
50 | 50 | kW | kW |  |  |  | 0 |  | 0 |  | 0 |  | TRUE |  | 0 |  | 0 |  | 0 |  | 0 |  | 0 |  | 0 |  | 0
| 50 |  |  | Mas Flow
| 50 |  |  | 138.6846 |  | Temperature |  | Temperature |  | Temperature |  | Temperature |  | Temperature |  | Temperature |  | Temperature |  | Temperature |  | Temperature |  | Temperature |  | Temperature
| 50 |  |  | REFRIG. |  | 10 |  | 5 |  | 0 |  | -5 |  | -10 |  | -15 |  | -20 |  | -25 |  | -30 |  | -35 |  | -40
| 50 |  |  | FLOW RATE SUC
50
| 50 | Vessel | [kW] | [kg/h] | Velocity, in | Pipe Dia |  | Pipe Dia |  | Pipe Dia |  | Pipe Dia |  | Pipe Dia |  | Pipe Dia |  | Pipe Dia |  | Pipe Dia |  | Pipe Dia |  | Pipe Dia |  | Pipe Dia
| 50 | Dia |  |  | [m/s]: | NB |  | NB |  | NB |  | NB |  | NB |  | NB |  | NB |  | NB |  | NB |  | NB |  | NB
| 50 |  |  |  | @ -10 DegC
| 50 |  |  |  | Max Velocity = 15 m/s
| 50 | 219 | 0
| 50 |  | 10 | 32.4 | 5.91 |  | 0 |  | 0 | 25 | 0 | 25 | 0 | 25 | 0 | 25 | 0 | 25 | 0 | 25 | 0 | 25 | 0 | 32 | 0 | 32 | 0
| 50 |  | 20 | 64.79 | 11.87 |  | 0 |  | 0 | 25 | 0 | 25 | 0 | 25 | 0 | 25 | 0 | 32 | 0 | 32 | 0 | 40 | 0 | 50 | 0 | 50 | 0
| 50 |  | 30 | 97.19 | 10.43 |  | 0 |  | 0 | 25 | 0 | 25 | 0 | 32 | 0 | 32 | 0 | 40 | 0 | 40 | 0 | 50 | 0 | 50 | 0 | 65 | 0
| 50 |  | 40 | 129.46 | 10.35 |  | 0 |  | 0 | 32 | 32 | 32 | 32 | 40 | 40 | 40 | 40 | 50 | 50 | 50 | 50 | 65 | 65 | 65 | 65 | 80 | 80
| 50 |  | 50 | 162 | 12.96 |  | 0 |  | 0 | 32 | 0 | 40 | 0 | 40 | 0 | 50 | 0 | 50 | 0 | 65 | 0 | 65 | 0 | 80 | 0 | 80 | 0
| 50 |  | 60 | 194.4 | 9.71 |  | 0 |  | 0 | 40 | 0 | 40 | 0 | 50 | 0 | 50 | 0 | 50 | 0 | 65 | 0 | 65 | 0 | 80 | 0 | 100 | 0
| 50 |  | 70 | 226.8 | 11.33 |  | 0 |  | 0 | 40 | 0 | 50 | 0 | 50 | 0 | 50 | 0 | 65 | 0 | 65 | 0 | 80 | 0 | 80 | 0 | 100 | 0
| 50 | 219 | 80 | 259.2 | 12.95 |  | 0 |  | 0 | 40 | 0 | 50 | 0 | 50 | 0 | 65 | 0 | 65 | 0 | 80 | 0 | 80 | 0 | 100 | 0 | 100 | 0
| 50 | 273 | 90 | 291.6 | 14.58 |  | 0 |  | 0 | 50 | 0 | 50 | 0 | 50 | 0 | 65 | 0 | 65 | 0 | 80 | 0 | 80 | 0 | 100 | 0 | 125 | 0
| 50 |  | 100 | 324 | 9.72 |  | 0 |  | 0 | 50 | 0 | 50 | 0 | 65 | 0 | 65 | 0 | 80 | 0 | 80 | 0 | 100 | 0 | 100 | 0 | 125 | 0
| 50 |  | 110 | 356.4 | 10.69 |  | 0 |  | 0 | 50 | 0 | 50 | 0 | 65 | 0 | 65 | 0 | 80 | 0 | 80 | 0 | 100 | 0 | 100 | 0 | 125 | 0
| 50 | 273 | 120 | 388.8 | 11.67 |  | 0 |  | 0 | 50 | 0 | 65 | 0 | 65 | 0 | 80 | 0 | 80 | 0 | 100 | 0 | 100 | 0 | 125 | 0 | 125 | 0
| 50 | 355 | 130 | 421 | 12.64 |  | 0 |  | 0 | 50 | 0 | 65 | 0 | 65 | 0 | 80 | 0 | 80 | 0 | 100 | 0 | 100 | 0 | 125 | 0 | 125 | 0
| 50 |  | 140 | 453.6 | 13.62 |  | 0 |  | 0 | 65 | 0 | 65 | 0 | 65 | 0 | 80 | 0 | 80 | 0 | 100 | 0 | 100 | 0 | 125 | 0 | 150 | 0
| 50 |  | 150 | 486 | 10.58 |  | 0 |  | 0 | 65 | 0 | 65 | 0 | 80 | 0 | 80 | 0 | 100 | 0 | 100 | 0 | 125 | 0 | 125 | 0 | 150 | 0
| 50 |  | 160 | 518.33 | 11.28 |  | 0 |  | 0 | 65 | 0 | 65 | 0 | 80 | 0 | 80 | 0 | 100 | 0 | 100 | 0 | 125 | 0 | 125 | 0 | 150 | 0
| 50 |  | 170 | 550.66 | 11.98 |  | 0 |  | 0 | 65 | 0 | 65 | 0 | 80 | 0 | 80 | 0 | 100 | 0 | 100 | 0 | 125 | 0 | 125 | 0 | 150 | 0
| 50 |  | 180 | 582.99 | 12.68 |  | 0 |  | 0 | 65 | 0 | 80 | 0 | 80 | 0 | 100 | 0 | 100 | 0 | 100 | 0 | 125 | 0 | 150 | 0 | 150 | 0
| 50 |  | 190 | 615.32 | 13.38 |  | 0 |  | 0 | 65 | 0 | 80 | 0 | 80 | 0 | 100 | 0 | 100 | 0 | 125 | 0 | 125 | 0 | 150 | 0 | 150 | 0
| 50 |  | 200 | 647.65 | 14.08 |  | 0 |  | 0 | 65 | 0 | 80 | 0 | 80 | 0 | 100 | 0 | 100 | 0 | 125 | 0 | 125 | 0 | 150 | 0 | 150 | 0
| 50 |  | 210 | 679.98 | 14.8 |  | 0 |  | 0 | 80 | 0 | 80 | 0 | 80 | 0 | 100 | 0 | 100 | 0 | 125 | 0 | 125 | 0 | 150 | 0 | 200 | 0
| 50 | 355 | 220 | 712.7 | 9.21 |  | 0 |  | 0 | 80 | 0 | 80 | 0 | 100 | 0 | 100 | 0 | 100 | 0 | 125 | 0 | 150 | 0 | 150 | 0 | 200 | 0
| 50 | 457 | 230 | 739 | 9.6275 |  | 0 |  | 0 | 80 | 0 | 80 | 0 | 100 | 0 | 100 | 0 | 125 | 0 | 125 | 0 | 150 | 0 | 150 | 0 | 200 | 0
| 50 |  | 240 | 771.818 | 10.045 |  | 0 |  | 0 | 80 | 0 | 80 | 0 | 100 | 0 | 100 | 0 | 125 | 0 | 125 | 0 | 150 | 0 | 150 | 0 | 200 | 0
| 50 |  | 250 | 804.636 | 10.4625 |  | 0 |  | 0 | 80 | 0 | 80 | 0 | 100 | 0 | 100 | 0 | 125 | 0 | 125 | 0 | 150 | 0 | 150 | 0 | 200 | 0
| 50 |  | 260 | 837.454 | 10.88 |  | 0 |  | 0 | 80 | 0 | 100 | 0 | 100 | 0 | 100 | 0 | 125 | 0 | 125 | 0 | 150 | 0 | 150 | 0 | 200 | 0
| 50 |  | 270 | 870.272 | 11.2975 |  | 0 |  | 0 | 80 | 0 | 100 | 0 | 100 | 0 | 100 | 0 | 125 | 0 | 125 | 0 | 150 | 0 | 200 | 0 | 200 | 0
| 50 |  | 280 | 903.09 | 11.715 |  | 0 |  | 0 | 80 | 0 | 100 | 0 | 100 | 0 | 100 | 0 | 125 | 0 | 150 | 0 | 150 | 0 | 200 | 0 | 200 | 0
| 50 |  | 290 | 935.908 | 12.1325 |  | 0 |  | 0 | 80 | 0 | 100 | 0 | 100 | 0 | 125 | 0 | 125 | 0 | 150 | 0 | 150 | 0 | 200 | 0 | 200 | 0
| 50 |  | 300 | 968.726 | 12.55 |  | 0 |  | 0 | 80 | 0 | 100 | 0 | 100 | 0 | 125 | 0 | 125 | 0 | 150 | 0 | 150 | 0 | 200 | 0 | 200 | 0
| 50 |  | 310 | 1001.544 | 12.9675 |  | 0 |  | 0 | 80 | 0 | 100 | 0 | 100 | 0 | 125 | 0 | 125 | 0 | 150 | 0 | 150 | 0 | 200 | 0 | 200 | 0
| 50 | 457 | 320 | 1034.362 | 13.385 |  | 0 |  | 0 | 100 | 0 | 100 | 0 | 100 | 0 | 125 | 0 | 125 | 0 | 150 | 0 | 150 | 0 | 200 | 0 | 200 | 0
| 50 | 610 | 330 | 1067.18 | 13.8025 |  | 0 |  | 0 | 100 | 0 | 100 | 0 | 100 | 0 | 125 | 0 | 125 | 0 | 150 | 0 | 150 | 0 | 200 | 0 | 200 | 0
| 50 |  | 340 | 1099.998 | 14.22 |  | 0 |  | 0 | 100 | 0 | 100 | 0 | 100 | 0 | 125 | 0 | 125 | 0 | 150 | 0 | 200 | 0 | 200 | 0 | 250 | 0
| 50 |  | 350 | 1131.998 | 9.68 |  | 0 |  | 0 | 100 | 0 | 100 | 0 | 125 | 0 | 125 | 0 | 150 | 0 | 150 | 0 | 200 | 0 | 200 | 0 | 250 | 0
| 50 |  | 360 | 1163.998 | 9.96 |  | 0 |  | 0 | 100 | 0 | 100 | 0 | 125 | 0 | 125 | 0 | 150 | 0 | 150 | 0 | 200 | 0 | 200 | 0 | 250 | 0
| 50 |  | 370 | 1195.998 | 10.24 |  | 0 |  | 0 | 100 | 0 | 100 | 0 | 125 | 0 | 125 | 0 | 150 | 0 | 150 | 0 | 200 | 0 | 200 | 0 | 250 | 0
| 50 |  | 380 | 1228.998 | 10.52 |  | 0 |  | 0 | 100 | 0 | 100 | 0 | 125 | 0 | 125 | 0 | 150 | 0 | 150 | 0 | 200 | 0 | 200 | 0 | 250 | 0
| 50 |  | 390 | 1261.998 | 10.8 |  | 0 |  | 0 | 100 | 0 | 100 | 0 | 125 | 0 | 125 | 0 | 150 | 0 | 150 | 0 | 200 | 0 | 200 | 0 | 250 | 0
| 50 |  | 400 | 1294.998 | 11.08 |  | 0 |  | 0 | 100 | 0 | 100 | 0 | 125 | 0 | 125 | 0 | 150 | 0 | 150 | 0 | 200 | 0 | 200 | 0 | 250 | 0
| 50 |  | 410 | 1327.998 | 11.36 |  | 0 |  | 0 | 100 | 0 | 100 | 0 | 125 | 0 | 125 | 0 | 150 | 0 | 150 | 0 | 200 | 0 | 200 | 0 | 250 | 0
| 50 |  | 420 | 1360.998 | 11.64 |  | 0 |  | 0 | 100 | 0 | 125 | 0 | 125 | 0 | 125 | 0 | 150 | 0 | 150 | 0 | 200 | 0 | 200 | 0 | 250 | 0
| 50 |  | 430 | 1393.998 | 11.92 |  | 0 |  | 0 | 100 | 0 | 125 | 0 | 125 | 0 | 150 | 0 | 150 | 0 | 200 | 0 | 200 | 0 | 200 | 0 | 250 | 0
| 50 |  | 440 | 1426.998 | 12.2 |  | 0 |  | 0 | 100 | 0 | 125 | 0 | 125 | 0 | 150 | 0 | 150 | 0 | 200 | 0 | 200 | 0 | 250 | 0 | 250 | 0
| 50 |  | 450 | 1459.998 | 12.48 |  | 0 |  | 0 | 100 | 0 | 125 | 0 | 125 | 0 | 150 | 0 | 150 | 0 | 200 | 0 | 200 | 0 | 250 | 0 | 250 | 0
| 50 |  | 460 | 1491.998 | 12.76 |  | 0 |  | 0 | 100 | 0 | 125 | 0 | 125 | 0 | 150 | 0 | 150 | 0 | 200 | 0 | 200 | 0 | 250 | 0 | 250 | 0
| 50 |  | 470 | 1523.998 | 13.04 |  | 0 |  | 0 | 100 | 0 | 125 | 0 | 125 | 0 | 150 | 0 | 150 | 0 | 200 | 0 | 200 | 0 | 250 | 0 | 250 | 0
| 50 |  | 480 | 1555.998 | 13.32 |  | 0 |  | 0 | 100 | 0 | 125 | 0 | 125 | 0 | 150 | 0 | 150 | 0 | 200 | 0 | 200 | 0 | 250 | 0 | 250 | 0
| 50 |  | 490 | 1587.998 | 13.6 |  | 0 |  | 0 | 100 | 0 | 125 | 0 | 125 | 0 | 150 | 0 | 150 | 0 | 200 | 0 | 200 | 0 | 250 | 0 | 250 | 0
| 50 |  | 500 | 1619.998 | 13.88 |  | 0 |  | 0 | 100 | 0 | 125 | 0 | 125 | 0 | 150 | 0 | 150 | 0 | 200 | 0 | 200 | 0 | 250 | 0 | 250 | 0
| 50 | 610 | 510 | 1652 | 14.16 |  | 0 |  | 0 | 125 | 0 | 125 | 0 | 125 | 0 | 150 | 0 | 150 | 0 | 200 | 0 | 200 | 0 | 250 | 0 | 250 | 0
| 50 | 762 | 520 | 1685 | 9.83 |  | 0 |  | 0 | 125 | 0 | 125 | 0 | 150 | 0 | 150 | 0 | 150 | 0 | 200 | 0 | 200 | 0 | 250 | 0 | 300 | 0
| 50 |  | 530 | 1717 | 10.02 |  | 0 |  | 0 | 125 | 0 | 125 | 0 | 150 | 0 | 150 | 0 | 200 | 0 | 200 | 0 | 200 | 0 | 250 | 0 | 300 | 0
| 50 |  | 540 | 1749 | 10.21 |  | 0 |  | 0 | 125 | 0 | 125 | 0 | 150 | 0 | 150 | 0 | 200 | 0 | 200 | 0 | 200 | 0 | 250 | 0 | 300 | 0
| 50 |  | 550 | 1782 | 10.4 |  | 0 |  | 0 | 125 | 0 | 125 | 0 | 150 | 0 | 150 | 0 | 200 | 0 | 200 | 0 | 200 | 0 | 250 | 0 | 300 | 0
| 50 |  | 560 | 1814 | 10.59 |  | 0 |  | 0 | 125 | 0 | 125 | 0 | 150 | 0 | 150 | 0 | 200 | 0 | 200 | 0 | 250 | 0 | 250 | 0 | 300 | 0
| 50 |  | 570 | 1846 | 10.78 |  | 0 |  | 0 | 125 | 0 | 125 | 0 | 150 | 0 | 150 | 0 | 200 | 0 | 200 | 0 | 250 | 0 | 250 | 0 | 300 | 0
| 50 |  | 580 | 1878 | 10.97 |  | 0 |  | 0 | 125 | 0 | 125 | 0 | 150 | 0 | 150 | 0 | 200 | 0 | 200 | 0 | 250 | 0 | 250 | 0 | 300 | 0
| 50 |  | 590 | 1910 | 11.16 |  | 0 |  | 0 | 125 | 0 | 125 | 0 | 150 | 0 | 150 | 0 | 200 | 0 | 200 | 0 | 250 | 0 | 250 | 0 | 300 | 0
| 50 |  | 600 | 1942 | 11.35 |  | 0 |  | 0 | 125 | 0 | 125 | 0 | 150 | 0 | 150 | 0 | 200 | 0 | 200 | 0 | 250 | 0 | 250 | 0 | 300 | 0
| 50 |  | 610 | 1974 | 11.54 |  | 0 |  | 0 | 125 | 0 | 125 | 0 | 150 | 0 | 150 | 0 | 200 | 0 | 200 | 0 | 250 | 0 | 250 | 0 | 300 | 0
| 50 |  | 620 | 2006 | 11.73 |  | 0 |  | 0 | 125 | 0 | 125 | 0 | 150 | 0 | 150 | 0 | 200 | 0 | 200 | 0 | 250 | 0 | 250 | 0 | 300 | 0
| 50 |  | 630 | 2038 | 11.92 |  | 0 |  | 0 | 125 | 0 | 150 | 0 | 150 | 0 | 150 | 0 | 200 | 0 | 200 | 0 | 250 | 0 | 250 | 0 | 300 | 0
| 50 |  | 640 | 2070 | 12.11 |  | 0 |  | 0 | 125 | 0 | 150 | 0 | 150 | 0 | 150 | 0 | 200 | 0 | 200 | 0 | 250 | 0 | 250 | 0 | 300 | 0
| 50 |  | 650 | 2102 | 12.3 |  | 0 |  | 0 | 125 | 0 | 150 | 0 | 150 | 0 | 150 | 0 | 200 | 0 | 200 | 0 | 250 | 0 | 250 | 0 | 300 | 0
| 50 |  | 660 | 2134 | 12.49 |  | 0 |  | 0 | 125 | 0 | 150 | 0 | 150 | 0 | 200 | 0 | 200 | 0 | 200 | 0 | 250 | 0 | 250 | 0 | 300 | 0
| 50 |  | 670 | 2166 | 12.68 |  | 0 |  | 0 | 125 | 0 | 150 | 0 | 150 | 0 | 200 | 0 | 200 | 0 | 200 | 0 | 250 | 0 | 300 | 0 | 300 | 0
| 50 |  | 680 | 2199 | 12.87 |  | 0 |  | 0 | 125 | 0 | 150 | 0 | 150 | 0 | 200 | 0 | 200 | 0 | 200 | 0 | 250 | 0 | 300 | 0 | 350 | 0
| 50 |  | 690 | 2232 | 13.06 |  | 0 |  | 0 | 125 | 0 | 150 | 0 | 150 | 0 | 200 | 0 | 200 | 0 | 200 | 0 | 250 | 0 | 300 | 0 | 350 | 0
| 50 |  | 700 | 2265 | 13.25 |  | 0 |  | 0 | 125 | 0 | 150 | 0 | 150 | 0 | 200 | 0 | 200 | 0 | 250 | 0 | 250 | 0 | 300 | 0 | 350 | 0
| 50 |  | 710 | 2298 | 13.44 |  | 0 |  | 0 | 125 | 0 | 150 | 0 | 150 | 0 | 200 | 0 | 200 | 0 | 250 | 0 | 250 | 0 | 300 | 0 | 350 | 0
| 50 |  | 720 | 2331 | 13.63 |  | 0 |  | 0 | 125 | 0 | 150 | 0 | 150 | 0 | 200 | 0 | 200 | 0 | 250 | 0 | 250 | 0 | 300 | 0 | 350 | 0
| 50 |  | 730 | 2364 | 13.82 |  | 0 |  | 0 | 125 | 0 | 150 | 0 | 150 | 0 | 200 | 0 | 200 | 0 | 250 | 0 | 250 | 0 | 300 | 0 | 350 | 0
| 50 |  | 740 | 2397 | 14.01 |  | 0 |  | 0 | 125 | 0 | 150 | 0 | 150 | 0 | 200 | 0 | 200 | 0 | 250 | 0 | 250 | 0 | 300 | 0 | 350 | 0
| 50 |  | 750 | 2430 | 14.18 |  | 0 |  | 0 | 125 | 0 | 150 | 0 | 150 | 0 | 200 | 0 | 200 | 0 | 250 | 0 | 250 | 0 | 300 | 0 | 350 | 0
| 50 |  | 760 | 2462 | 14.37 |  | 0 |  | 0 | 150 | 0 | 150 | 0 | 150 | 0 | 200 | 0 | 200 | 0 | 250 | 0 | 250 | 0 | 300 | 0 | 350 | 0
| 50 |  | 770 | 2494 | 14.56 |  | 0 |  | 0 | 150 | 0 | 150 | 0 | 150 | 0 | 200 | 0 | 200 | 0 | 250 | 0 | 250 | 0 | 300 | 0 | 350 | 0
| 50 |  | 780 | 2527 | 14.75 |  | 0 |  | 0 | 150 | 0 | 150 | 0 | 150 | 0 | 200 | 0 | 200 | 0 | 250 | 0 | 250 | 0 | 300 | 0 | 350 | 0
| 50 |  | 790 | 2559 | 14.94 |  | 0 |  | 0 | 150 | 0 | 150 | 0 | 150 | 0 | 200 | 0 | 200 | 0 | 250 | 0 | 250 | 0 | 300 | 0 | 350 | 0
| 50 |  | 800 | 2592 | 9 |  | 0 |  | 0 | 150 | 0 | 150 | 0 | 200 | 0 | 200 | 0 | 200 | 0 | 250 | 0 | 250 | 0 | 300 | 0 | 350 | 0
| 50 |  | 810 | 2624.4 | 9.1127 |  | 0 |  | 0 | 150 | 0 | 150 | 0 | 200 | 0 | 200 | 0 | 200 | 0 | 250 | 0 | 250 | 0 | 300 | 0 | 350 | 0
| 50 |  | 820 | 2656.8 | 9.2253 |  | 0 |  | 0 | 150 | 0 | 150 | 0 | 200 | 0 | 200 | 0 | 200 | 0 | 250 | 0 | 250 | 0 | 300 | 0 | 350 | 0
| 50 |  | 830 | 2689.2 | 9.338 |  | 0 |  | 0 | 150 | 0 | 150 | 0 | 200 | 0 | 200 | 0 | 200 | 0 | 250 | 0 | 250 | 0 | 300 | 0 | 350 | 0
| 50 |  | 840 | 2721.6 | 9.4507 |  | 0 |  | 0 | 150 | 0 | 150 | 0 | 200 | 0 | 200 | 0 | 200 | 0 | 250 | 0 | 250 | 0 | 300 | 0 | 350 | 0
| 50 |  | 850 | 2754 | 9.5633 |  | 0 |  | 0 | 150 | 0 | 150 | 0 | 200 | 0 | 200 | 0 | 200 | 0 | 250 | 0 | 300 | 0 | 300 | 0 | 400 | 0
| 50 |  | 860 | 2786.4 | 9.676 |  | 0 |  | 0 | 150 | 0 | 150 | 0 | 200 | 0 | 200 | 0 | 200 | 0 | 250 | 0 | 300 | 0 | 300 | 0 | 400 | 0
| 50 | 762 | 870 | 2818.8 | 9.7887 |  | 0 |  | 0 | 150 | 0 | 150 | 0 | 200 | 0 | 200 | 0 | 250 | 0 | 250 | 0 | 300 | 0 | 300 | 0 | 400 | 0
| 50 | 915 | 880 | 2851.2 | 9.9013 |  | 0 |  | 0 | 150 | 0 | 150 | 0 | 200 | 0 | 200 | 0 | 250 | 0 | 250 | 0 | 300 | 0 | 350 | 0 | 400 | 0
| 50 |  | 890 | 2883.6 | 10.014 |  | 0 |  | 0 | 150 | 0 | 150 | 0 | 200 | 0 | 200 | 0 | 250 | 0 | 250 | 0 | 300 | 0 | 350 | 0 | 400 | 0
| 50 |  | 900 | 2916 | 10.1267 |  | 0 |  | 0 | 150 | 0 | 150 | 0 | 200 | 0 | 200 | 0 | 250 | 0 | 250 | 0 | 300 | 0 | 350 | 0 | 400 | 0
| 50 |  | 910 | 2948.4 | 10.2393 |  | 0 |  | 0 | 150 | 0 | 150 | 0 | 200 | 0 | 200 | 0 | 250 | 0 | 250 | 0 | 300 | 0 | 350 | 0 | 400 | 0
| 50 |  | 920 | 2980.8 | 10.352 |  | 0 |  | 0 | 150 | 0 | 150 | 0 | 200 | 0 | 200 | 0 | 250 | 0 | 250 | 0 | 300 | 0 | 350 | 0 | 400 | 0
| 50 |  | 930 | 3013.2 | 10.4647 |  | 0 |  | 0 | 150 | 0 | 150 | 0 | 200 | 0 | 200 | 0 | 250 | 0 | 250 | 0 | 300 | 0 | 350 | 0 | 400 | 0
| 50 |  | 940 | 3045.6 | 10.5773 |  | 0 |  | 0 | 150 | 0 | 150 | 0 | 200 | 0 | 200 | 0 | 250 | 0 | 250 | 0 | 300 | 0 | 350 | 0 | 400 | 0
| 50 |  | 950 | 3078 | 10.69 |  | 0 |  | 0 | 150 | 0 | 150 | 0 | 200 | 0 | 200 | 0 | 250 | 0 | 250 | 0 | 300 | 0 | 350 | 0 | 400 | 0
| 50 |  | 960 | 3110.4 | 10.8027 |  | 0 |  | 0 | 150 | 0 | 150 | 0 | 200 | 0 | 200 | 0 | 250 | 0 | 250 | 0 | 300 | 0 | 350 | 0 | 400 | 0
| 50 |  | 970 | 3142.8 | 10.9153 |  | 0 |  | 0 | 150 | 0 | 200 | 0 | 200 | 0 | 200 | 0 | 250 | 0 | 250 | 0 | 300 | 0 | 350 | 0 | 400 | 0
| 50 |  | 980 | 3175.2 | 11.028 |  | 0 |  | 0 | 150 | 0 | 200 | 0 | 200 | 0 | 200 | 0 | 250 | 0 | 250 | 0 | 300 | 0 | 350 | 0 | 400 | 0
| 50 |  | 990 | 3207.6 | 11.1407 |  | 0 |  | 0 | 150 | 0 | 200 | 0 | 200 | 0 | 200 | 0 | 250 | 0 | 250 | 0 | 300 | 0 | 350 | 0 | 400 | 0
| 50 |  | 1000 | 3240 | 11.25 |  | 0 |  | 0 | 150 | 0 | 200 | 0 | 200 | 0 | 200 | 0 | 250 | 0 | 250 | 0 | 300 | 0 | 350 | 0 | 400 | 0
| 50 |  | 1010 | 3272.4 | 11.3627 |  | 0 |  | 0 | 150 | 0 | 200 | 0 | 200 | 0 | 200 | 0 | 250 | 0 | 250 | 0 | 300 | 0 | 350 | 0 | 400 | 0
| 50 |  | 1020 | 3304.8 | 11.4753 |  | 0 |  | 0 | 150 | 0 | 200 | 0 | 200 | 0 | 200 | 0 | 250 | 0 | 250 | 0 | 300 | 0 | 350 | 0 | 400 | 0
| 50 |  | 1030 | 3337.2 | 11.588 |  | 0 |  | 0 | 150 | 0 | 200 | 0 | 200 | 0 | 200 | 0 | 250 | 0 | 250 | 0 | 300 | 0 | 350 | 0 | 400 | 0
| 50 |  | 1040 | 3369.6 | 11.7007 |  | 0 |  | 0 | 150 | 0 | 200 | 0 | 200 | 0 | 200 | 0 | 250 | 0 | 250 | 0 | 300 | 0 | 350 | 0 | 400 | 0
| 50 |  | 1050 | 3402 | 11.8133 |  | 0 |  | 0 | 150 | 0 | 200 | 0 | 200 | 0 | 200 | 0 | 250 | 0 | 250 | 0 | 300 | 0 | 350 | 0 | 400 | 0
| 50 |  | 1060 | 3434.4 | 11.926 |  | 0 |  | 0 | 150 | 0 | 200 | 0 | 200 | 0 | 200 | 0 | 250 | 0 | 300 | 0 | 300 | 0 | 350 | 0 | 400 | 0
| 50 |  | 1070 | 3466.8 | 12.0387 |  | 0 |  | 0 | 150 | 0 | 200 | 0 | 200 | 0 | 200 | 0 | 250 | 0 | 300 | 0 | 300 | 0 | 350 | 0 | 400 | 0
| 50 |  | 1080 | 3499.2 | 12.1513 |  | 0 |  | 0 | 150 | 0 | 200 | 0 | 200 | 0 | 250 | 0 | 250 | 0 | 300 | 0 | 300 | 0 | 350 | 0 | 400 | 0
| 50 |  | 1090 | 3531.6 | 12.264 |  | 0 |  | 0 | 150 | 0 | 200 | 0 | 200 | 0 | 250 | 0 | 250 | 0 | 300 | 0 | 300 | 0 | 400 | 0 | 400 | 0
| 50 |  | 1100 | 3564 | 12.3767 |  | 0 |  | 0 | 150 | 0 | 200 | 0 | 200 | 0 | 250 | 0 | 250 | 0 | 300 | 0 | 300 | 0 | 400 | 0 | 400 | 0
| 50 |  | 1110 | 3596.4 | 12.4893 |  | 0 |  | 0 | 150 | 0 | 200 | 0 | 200 | 0 | 250 | 0 | 250 | 0 | 300 | 0 | 350 | 0 | 400 | 0 | 450 | 0
| 50 |  | 1120 | 3628.8 | 12.602 |  | 0 |  | 0 | 150 | 0 | 200 | 0 | 200 | 0 | 250 | 0 | 250 | 0 | 300 | 0 | 350 | 0 | 400 | 0 | 450 | 0
| 50 |  | 1130 | 3661.2 | 12.7147 |  | 0 |  | 0 | 150 | 0 | 200 | 0 | 200 | 0 | 250 | 0 | 250 | 0 | 300 | 0 | 350 | 0 | 400 | 0 | 450 | 0
| 50 |  | 1140 | 3693.6 | 12.8273 |  | 0 |  | 0 | 150 | 0 | 200 | 0 | 200 | 0 | 250 | 0 | 250 | 0 | 300 | 0 | 350 | 0 | 400 | 0 | 450 | 0
| 50 |  | 1150 | 3726 | 12.94 |  | 0 |  | 0 | 150 | 0 | 200 | 0 | 200 | 0 | 250 | 0 | 250 | 0 | 300 | 0 | 350 | 0 | 400 | 0 | 450 | 0
| 50 |  | 1160 | 3758.4 | 13.0527 |  | 0 |  | 0 | 150 | 0 | 200 | 0 | 200 | 0 | 250 | 0 | 250 | 0 | 300 | 0 | 350 | 0 | 400 | 0 | 450 | 0
| 50 |  | 1170 | 3790.8 | 13.1653 |  | 0 |  | 0 | 200 | 0 | 200 | 0 | 200 | 0 | 250 | 0 | 250 | 0 | 300 | 0 | 350 | 0 | 400 | 0 | 450 | 0
| 50 |  | 1180 | 3823.2 | 13.278 |  | 0 |  | 0 | 200 | 0 | 200 | 0 | 200 | 0 | 250 | 0 | 250 | 0 | 300 | 0 | 350 | 0 | 400 | 0 | 450 | 0
| 50 |  | 1190 | 3855.6 | 13.3907 |  | 0 |  | 0 | 200 | 0 | 200 | 0 | 200 | 0 | 250 | 0 | 250 | 0 | 300 | 0 | 350 | 0 | 400 | 0 | 450 | 0
| 50 |  | 1200 | 3888 | 13.5033 |  | 0 |  | 0 | 200 | 0 | 200 | 0 | 200 | 0 | 250 | 0 | 250 | 0 | 300 | 0 | 350 | 0 | 400 | 0 | 450 | 0
| 50 |  | 1210 | 3920.4 | 13.616 |  | 0 |  | 0 | 200 | 0 | 200 | 0 | 200 | 0 | 250 | 0 | 250 | 0 | 300 | 0 | 350 | 0 | 400 | 0 | 450 | 0
| 50 |  | 1220 | 3952.8 | 13.7287 |  | 0 |  | 0 | 200 | 0 | 200 | 0 | 200 | 0 | 250 | 0 | 250 | 0 | 300 | 0 | 350 | 0 | 400 | 0 | 450 | 0
| 50 |  | 1230 | 3985.2 | 13.8413 |  | 0 |  | 0 | 200 | 0 | 200 | 0 | 200 | 0 | 250 | 0 | 250 | 0 | 300 | 0 | 350 | 0 | 400 | 0 | 450 | 0
| 50 |  | 1240 | 4017.6 | 13.954 |  | 0 |  | 0 | 200 | 0 | 200 | 0 | 200 | 0 | 250 | 0 | 250 | 0 | 300 | 0 | 350 | 0 | 400 | 0 | 450 | 0
| 50 | 915 | 1250 | 4050 | 14.0667 |  | 0 |  | 0 | 200 | 0 | 200 | 0 | 200 | 0 | 250 | 0 | 250 | 0 | 300 | 0 | 350 | 0 | 400 | 0 | 450 | 0
| 50 | 1220 | 1260 | 4082.4 | 14.1793 |  | 0 |  | 0 | 200 | 0 | 200 | 0 | 200 | 0 | 250 | 0 | 250 | 0 | 300 | 0 | 350 | 0 | 400 | 0 | 450 | 0
| 50 |  | 1270 | 4114.8 | 14.292 |  | 0 |  | 0 | 200 | 0 | 200 | 0 | 200 | 0 | 250 | 0 | 250 | 0 | 300 | 0 | 350 | 0 | 400 | 0 | 450 | 0
| 50 |  | 1280 | 4147.2 | 14.4047 |  | 0 |  | 0 | 200 | 0 | 200 | 0 | 200 | 0 | 250 | 0 | 250 | 0 | 300 | 0 | 350 | 0 | 400 | 0 | 450 | 0
| 50 |  | 1290 | 4179.6 | 14.5173 |  | 0 |  | 0 | 200 | 0 | 200 | 0 | 200 | 0 | 250 | 0 | 250 | 0 | 300 | 0 | 350 | 0 | 400 | 0 | 450 | 0
| 50 |  | 1300 | 4212 | 14.63 |  | 0 |  | 0 | 200 | 0 | 200 | 0 | 200 | 0 | 250 | 0 | 250 | 0 | 300 | 0 | 350 | 0 | 400 | 0 | 450 | 0
|  |  | 1310 | [6 empty] | 200 |  | 200 |  | 250 | 0 | 250 | 0 | 250 | 0 | 300 |  | 350 |  | 400 | 0 | 450 | 0
|  | 1220 | 1670

## Pipe Sizing
Nozzle
[14 empty] | Nozzle | Nozzle | [6 empty] | SHORT
Nozzle Size = | 40 | mm |  |  | Pipe Schedule = | 10 | [7 empty] | Pipe ID | Pipe OD | [6 empty] | Bend CR
[14 empty] | 42.72 | 48.26 | [6 empty] | 51
[20 empty] | Subcooler |  |  |  | Subcooler
=Tee
Subcooler | 100 | mm |  |  | Pipe Schedule = | 10 | [10 empty] | Pipe ID | Pipe OD |  | Length
[17 empty] | 108.2 | 114.3 |  | 105 |  |  |  | 63.5
|  |  | NOMINAL | OUTSIDE | SCHEDULE 5S |  | SCHEDULE 10S |  | SCHEDULE 40S |  | SCHEDULE 80S
|  |  | SIZE | DIAM.
[5 empty] | Wall | Inside | Wall | Inside | Wall | Inside | Wall | Inside | Nozzle | Nozzle | Nozzle | Subcooler | Subcooler | Subcooler | =Tee |  | SHORT |  | Caps
[5 empty] | Thickness | Diameter | Thickness | Diameter | Thickness | Diameter | Thickness | Diameter | [6 empty] | Length |  | Bend CR
[13 empty] | 10 |  |  | 10 | 0
| 100 | 40 | 15 | 21.34 | 1.65 | 18.04 | 2.11 | 17.12 | 2.77 | 15.8 | 3.73 | 13.88 | 10 | 0 | 0 | 10 | 0 | 0 | 0 | 0 | 19 | 0 | 25.4 | 0
| 100 | 40 | 20 | 26.67 | 1.65 | 23.37 | 2.11 | 22.45 | 2.87 | 20.93 | 3.91 | 18.85 | 10 | 0 | 0 | 10 | 0 | 0 | 28.6 | 0 | 25.4 | 0 | 25.4 | 0
| 100 | 40 | 25 | 33.4 | 1.65 | 30.1 | 2.77 | 27.86 | 3.38 | 26.64 | 4.55 | 24.3 | 10 | 0 | 0 | 10 | 0 | 0 | 38.1 | 0 | 32 | 0 | 38.1 | 0
| 100 | 40 | 32 | 42.16 | 1.65 | 38.86 | 2.77 | 36.62 | 3.56 | 35.04 | 4.85 | 32.46 | 10 | 0 | 0 | 10 | 0 | 0 | 47.6 | 0 | 38 | 0 | 38.1 | 0
| 100 | 40 | 40 | 48.26 | 1.65 | 44.96 | 2.77 | 42.72 | 3.68 | 40.9 | 5.08 | 38.1 | 10 | 42.72 | 48.26 | 10 | 0 | 0 | 57.2 | 0 | 51 | 51 | 38.1 | 0
| 100 | 40 | 50 | 60.33 | 1.65 | 57.03 | 2.77 | 54.79 | 3.91 | 52.51 | 5.54 | 49.25 | 10 | 0 | 0 | 10 | 0 | 0 | 63.5 | 0 | 63.5 | 0 | 38.1 | 0
| 100 | 40 | 65 | 73.03 | 2.11 | 68.81 | 3.05 | 66.93 | 5.16 | 62.71 | 7.01 | 59.01 | 10 | 0 | 0 | 10 | 0 | 0 | 76.2 | 0 | 76 | 0 | 38.1 | 0
| 100 | 40 | 80 | 88.9 | 2.11 | 84.68 | 3.05 | 82.8 | 5.49 | 77.92 | 7.62 | 73.66 | 10 | 0 | 0 | 10 | 0 | 0 | 85.7 | 0 | 89 | 0 | 50.8 | 0
| 100 | 40 | 100 | 114.3 | 2.11 | 110.08 | 3.05 | 108.2 | 6.02 | 102.26 | 8.56 | 97.18 | 10 | 0 | 0 | 10 | 108.2 | 114.3 | 105 | 105 | 102 | 0 | 63.5 | 63.5
| 100 | 40 | 125 | 141.3 | 2.77 | 135.76 | 3.4 | 134.5 | 6.55 | 128.19 | 9.52 | 122.25 | 10 | 0 | 0 | 10 | 0 | 0 | 124 | 0 | 127 | 0 | 76.2 | 0
| 100 | 40 | 150 | 168.28 | 2.77 | 162.74 | 3.4 | 161.47 | 7.11 | 154.05 | 10.97 | 146.33 | 10 | 0 | 0 | 10 | 0 | 0 | 143 | 0 | 152 | 0 | 88.9 | 0
| 100 | 40 | 200 | 219.08 | 2.77 | 213.54 | 3.76 | 211.56 | 8.18 | 202.72 | 12.7 | 193.68 | 10 | 0 | 0 | 10 | 0 | 0 | 178 | 0 | 203 | 0 | 102 | 0
| 100 | 40 | 250 | 273.05 | 3.4 | 266.24 | 4.19 | 264.67 | 9.27 | 254.51 | 12.7 | 247.65 | 10 | 0 | 0 | 10 | 0 | 0 | 216 | 0 | 254 | 0 | 127 | 0
| 100 | 40 | 300 | 323.85 | 3.96 | 315.93 | 4.57 | 314.71 | 9.52 | 304.08 | 12.7 | 298.45 | 10 | 0 | 0 | 10 | 0 | 0 | 254 | 0 | 305 | 0 | 152 | 0
| 100 | 40 | 350 | 355.6 | 3.96 | 347.68 | 4.78 | 346.05 | 11.13 | 333.34 | 19.05 | 317.5 | 10 | 0 | 0 | 10 | 0 | 0 | 279 | 0 | 356 | 0 | 165 | 0
| 100 | 40 | 400 | 406.4 | 4.19 | 398.02 | 4.78 | 396.85 | 12.7 | 381 | 21.44 | 363.52 | 10 | 0 | 0 | 10 | 0 | 0 | 305 | 0 | 406 | 0 | 178 | 0
| 100 | 40 | 450 | 457.2 | 4.19 | 448.82 | 4.78 | 447.65 | 14.27 | 428.66 | 23.83 | 409.54 | 10 | 0 | 0 | 10 | 0 | 0 | 343 | 0 | 457 | 0 | 203 | 0
| 100 | 40 | 600 | 609.6 | 5.54 | 598.53 | 6.35 | 596.9 | 17.48 | 574.64 | 30.96 | 547.68 | 10 | 0 | 0 | 10 | 0 | 0 | 432 | 0 | 610 | 0 | 267 | 0
| 100 | 40 | 750 | 762 | 6.35 | 749.3 | 7.92 | 746.16 | 17.48 | 727.04 | 30.96 | 700.08 | 10 | 0 | 0 | 10 | 0 | 0 | 559 | 0 | 762 | 0 | 267 | 0
| 100 | 40 | 900 | 914 | 6.35 | 901.3 | 7.92 | 898.16 | 19.05 | 875.9 | 30.96 | 852.08 | 10 | 0 | 0 | 10 | 0 | 0 | 673 | 0 | 914 | 0 | 267 | 0
| 100 | 40 | 1200 | 1219 | 6.35 | 1206.3 | 7.92 | 1203.16 | 19.05 | 1180.9 | 30.96 | 1157.08 | 10 | 0 | 0 | 10 | 0 | 0 |  | 0 | 1219 | 0 | 267 | 0
| Vessel Sizing |  | 10 | SCH |  |  |  |  | Leg |  | Box |  | Vessel Strake
[5 empty] | Pipe OD | CAPS | ID |  | Width | Thick | AS SHS |  |  | 800
|  | mm | TRUE |  | 219.08 | 102 | 211.56 |  | 50 | 6 | 50 | 3 |  | 800
| 200 |  | 200 | 219.08 | 219.08 | 102 | 211.56 |  | 50 | 6 | 50 | 3 | 800 | 800
| 200 |  | 250 | 273.05 | 0 | 0 | 0 |  | 0 | 0 | 0 | 0 | 1000 | 0
| 200 |  | 350 | 355.6 | 0 | 0 | 0 |  | 0 | 0 | 0 | 0 | 1350 | 0
| 200 |  | 450 | 457.2 | 0 | 0 | 0 |  | 0 | 0 | 0 | 0 | 1560 | 0
| 200 |  | 600 | 609.6 | 0 | 0 | 0 |  | 0 | 0 | 0 | 0 | 1840 | 0
| 200 |  | 750 | 762 | 0 | 0 | 0 |  | 0 | 0 | 0 | 0 | 2500 | 0
| 200 |  | 900 | 914 | 0 | 0 | 0 |  | 0 | 0 | 0 | 0 | 3000 | 0
| 200 |  | 1200 | 1219 | 0 | 0 | 0 |  | 0 | 0 | 0 | 0 | 3800 | 0
| Frame Sizing |  |  |  |  | A | B | C | D | E | F | G | H | I | J | K
| 200 |  | TRUE | 0 | 0
| 200 |  | 0 | 0 | 0
| 200 |  | 250 | 273.05 | 0
| 200 |  | 450 | 457.2 | 0
| 200 |  | 600 | 609.6 | 0
| 200 |  | 750 | 762 | 0
| 200 |  | 900 | 914 | 0
| 200 |  | 1200 | 1219 | 0

## References
Fluid | Thermal conductivity (W/mK) | Specific heat (J/kgK) | Viscosity (cP) | Density (kg/m3) | Boiling point (°C) | Freezing point (°C)
50-50 Water / Ethylene Glycol | 0.402 | 3283 | 2.51 | 1082 | 107 | -37
50-50 Water / Propylene Glycol | 0.357 | 3559 | 5.2 | 1041 | 106 | -45
https://www.dow.com/en-us/market/mkt-building-construction/sub-build-heating-cooling-refrigeration/heat-transfer-fluids-calculators.html
Fluid -10 | Thermal conductivity (W/mK) | Specific heat (kJ/kgK) | Density (kg/m3)
80-20 Water / Ethylene Glycol | 0.485 | 3.78 | 1044.7
75-25 Water / Ethylene Glycol | 0.473 | 3.7 | 1056
70-30 Water / Ethylene Glycol | 0.461 | 3.61 | 1066
60-40 Water / Ethylene Glycol | 0.438 | 3.44 | 1084
50-50 Water / Ethylene Glycol | 0.402 | 3.38 | 1093
Helpful Link
https://unitconverterapp.com/quantity/heat%20transfer%20coefficient
LINK TO SUB COOLER CALCULATOR
https://www.flycarpet.net/en/HXTubeShellFF
The heating value of ammonia is | 5.2 | kWh/kg.
fluid density | 682.6 | kg/m3
fluid specific heat | 2200 | J/(kg*K)
fluid dynamic viscosity | 86.2 | Pa*s
fluid heat conductivity | 666.6 | W/(m*K)
Stainless Tube heat conductivity | 45 | W/(m*K)
Stainless Steel Density | 7500 to 8000 | kg/m3
1 (Btu(IT) in)/(ft² h°F) = 0.08333 Btu(IT)/(ft h°F) = 0.00694 Btu(IT)/(in h°F) = 0.12401 kcal/(m h°C) = 0.001442 J/(cm s K) = 0.1442 W/(m K)
The heating value of ammonia is 5.2 kWh/kg.
Molar mass: 17.031 g/mol
IUPAC ID: Azane
Boiling point: -33.34 °C
Density: 0.73 kg/m³
Multiply the mass flow rate of the liquid (in kilograms per second) by the specific heat capacity and the temperature rise. This will give you the heat load in kilowatts.
1. Calculate the heat load based on the flow rate. Let’s say the flow rate of the water is 100 liters per minute (l/min). Convert the flow rate to kilograms per second (kg/s) by multiplying it by the density of water (1 kilogram per liter). Calculate the heat load using the formula: Heat Load (kW) = Mass Flow Rate (kg/s) * Specific Heat Capacity (kJ/kg°C) * Temperature Rise (°C).
At ambient pressure and temperature the isobaric specific heat, CP, of ammonia is 2.2 [kJ/kg K] or 0.52 [Btu/lb °F] = [cal/g K], while the isochoric specific heat, CV, is 1.6 [kJ/kg K] or 0.39 [Btu/lb °F] = [cal/g K]. However, the specific heat - CP and CV - will vary with temperature.

## Vessel Sizing
All figures based on 0 deg Sub cooling and 35 deg Discharge
kW's | Temp | Vessel Dia
50 | -10 | 200 |  |  |  | -10 |  | -10 |  | -10 |  | -10 |  | -10 |  | -10 |  | -10 |  | -10 |  | -10 |  | -10 |  | -10 |  | -10 |  | -10 |  | -10 |  | -10 |  | -10 |  | -10 |  | -10 |  | -10 |  | -10 |  | -10 |  | -10 |  | -10 |  | -10 |  | -10 |  | -10 |  | -10 |  | -10 |  | -10 |  | -10 |  | -10 |  | -10 |  | -10 |  | -10 |  | -10 |  | -10 |  | -10 |  | -10 |  | -10 |  | -10 |  | -10 |  | -10 |  | -10 |  | -10 |  | -10 |  | -10 |  | -10 |  | -10 |  | -10 |  | -10
|  |  |  | FALSE | -40 | FALSE | -39 | FALSE | -38 | FALSE | -37 | FALSE | -36 | FALSE | -35 | FALSE | -34 | FALSE | -33 | FALSE | -32 | FALSE | -31 | FALSE | -30 | FALSE | -29 | FALSE | -28 | FALSE | -27 | FALSE | -26 | FALSE | -25 | FALSE | -24 | FALSE | -23 | FALSE | -22 | FALSE | -21 | FALSE | -20 | FALSE | -19 | FALSE | -18 | FALSE | -17 | FALSE | -16 | FALSE | -15 | FALSE | -14 | FALSE | -13 | FALSE | -12 | FALSE | -11 | TRUE | -10 | FALSE | -9 | FALSE | -8 | FALSE | -7 | FALSE | -6 | FALSE | -5 | FALSE | -4 | FALSE | -3 | FALSE | -2 | FALSE | -1 | FALSE | 0 | FALSE | 1 | FALSE | 2 | FALSE | 3 | FALSE | 4 | FALSE | 5 | FALSE | 6 | FALSE | 7 | FALSE | 8 | FALSE | 9 | FALSE | 10
50
50 |  | 0 | 3241 | FALSE |  | FALSE |  | FALSE |  | FALSE |  | FALSE |  | FALSE |  | FALSE |  | FALSE |  | FALSE |  | FALSE |  | FALSE |  | FALSE |  | FALSE |  | FALSE |  | FALSE |  | FALSE |  | FALSE |  | FALSE |  | FALSE |  | FALSE |  | FALSE |  | FALSE |  | FALSE |  | FALSE |  | FALSE |  | FALSE |  | FALSE |  | FALSE |  | FALSE |  | FALSE | 0 | TRUE | 1524 | FALSE | 0 | FALSE | 0 | FALSE | 0 | FALSE | 0 | FALSE | 0 | FALSE | 0 | FALSE | 0 | FALSE | 0 | FALSE | 0 | FALSE | 0 | FALSE | 0 | FALSE | 0 | FALSE | 0 | FALSE | 0 | FALSE | 0 | FALSE | 0 | FALSE | 0 | FALSE | 0 | FALSE | 0 | FALSE | 0 | 1400 | 4156 kWs
50 |  | 0 | 3240 | FALSE |  | FALSE |  | FALSE |  | FALSE |  | FALSE |  | FALSE |  | FALSE |  | FALSE |  | FALSE |  | FALSE |  | FALSE |  | FALSE |  | FALSE |  | FALSE |  | FALSE |  | FALSE |  | FALSE |  | FALSE |  | FALSE |  | FALSE |  | FALSE |  | FALSE |  | FALSE |  | FALSE |  | FALSE |  | FALSE |  | FALSE |  | FALSE |  | FALSE |  | FALSE | 0 | TRUE | 1524 | FALSE | 0 | FALSE | 0 | FALSE | 0 | FALSE | 0 | FALSE | 0 | FALSE | 0 | FALSE | 0 | FALSE | 0 | FALSE | 0 | FALSE | 0 | FALSE | 0 | FALSE | 0 | FALSE | 0 | FALSE | 0 | FALSE | 0 | FALSE | 0 | FALSE | 0 | FALSE | 0 | FALSE | 0 | FALSE | 0
50 |  | 0 | 3239 | FALSE |  | FALSE |  | FALSE |  | FALSE |  | FALSE |  | FALSE |  | FALSE |  | FALSE |  | FALSE |  | FALSE |  | FALSE |  | FALSE |  | FALSE |  | FALSE |  | FALSE |  | FALSE |  | FALSE |  | FALSE |  | FALSE |  | FALSE |  | FALSE |  | FALSE |  | FALSE |  | FALSE |  | FALSE |  | FALSE |  | FALSE |  | FALSE |  | FALSE |  | FALSE | 0 | TRUE | 1524 | FALSE | 0 | FALSE | 0 | FALSE | 0 | FALSE | 0 | FALSE | 0 | FALSE | 0 | FALSE | 0 | FALSE | 0 | FALSE | 0 | FALSE | 0 | FALSE | 0 | FALSE | 0 | FALSE | 0 | FALSE | 0 | FALSE | 0 | FALSE | 0 | FALSE | 0 | FALSE | 0 | FALSE | 0 | FALSE | 0
50 |  | 0 | 3238 | FALSE |  | FALSE |  | FALSE |  | FALSE |  | FALSE |  | FALSE |  | FALSE |  | FALSE |  | FALSE |  | FALSE |  | FALSE |  | FALSE |  | FALSE |  | FALSE |  | FALSE |  | FALSE |  | FALSE |  | FALSE |  | FALSE |  | FALSE |  | FALSE |  | FALSE |  | FALSE |  | FALSE |  | FALSE |  | FALSE |  | FALSE |  | FALSE |  | FALSE |  | FALSE | 0 | TRUE | 1524 | FALSE | 0 | FALSE | 0 | FALSE | 0 | FALSE | 0 | FALSE | 0 | FALSE | 0 | FALSE | 0 | FALSE | 0 | FALSE | 0 | FALSE | 0 | FALSE | 0 | FALSE | 0 | FALSE | 0 | FALSE | 0 | FALSE | 0 | FALSE | 0 | FALSE | 0 | FALSE | 0 | FALSE | 0 | FALSE | 0
50 |  | 0 | 3237 | FALSE |  | FALSE |  | FALSE |  | FALSE |  | FALSE |  | FALSE |  | FALSE |  | FALSE |  | FALSE |  | FALSE |  | FALSE |  | FALSE |  | FALSE |  | FALSE |  | FALSE |  | FALSE |  | FALSE |  | FALSE |  | FALSE |  | FALSE |  | FALSE |  | FALSE |  | FALSE |  | FALSE |  | FALSE |  | FALSE |  | FALSE |  | FALSE |  | FALSE |  | FALSE | 0 | TRUE | 1524 | FALSE | 0 | FALSE | 0 | FALSE | 0 | FALSE | 0 | FALSE | 0 | FALSE | 0 | FALSE | 0 | FALSE | 0 | FALSE | 0 | FALSE | 0 | FALSE | 0 | FALSE | 0 | FALSE | 0 | FALSE | 0 | FALSE | 0 | FALSE | 0 | FALSE | 0 | FALSE | 0 | FALSE | 0 | FALSE | 0
50 |  | 0 | 3236 | FALSE |  | FALSE |  | FALSE |  | FALSE |  | FALSE |  | FALSE |  | FALSE |  | FALSE |  | FALSE |  | FALSE |  | FALSE |  | FALSE |  | FALSE |  | FALSE |  | FALSE |  | FALSE |  | FALSE |  | FALSE |  | FALSE |  | FALSE |  | FALSE |  | FALSE |  | FALSE |  | FALSE |  | FALSE |  | FALSE |  | FALSE |  | FALSE |  | FALSE |  | FALSE | 0 | TRUE | 1524 | FALSE | 0 | FALSE | 0 | FALSE | 0 | FALSE | 0 | FALSE | 0 | FALSE | 0 | FALSE | 0 | FALSE | 0 | FALSE | 0 | FALSE | 0 | FALSE | 0 | FALSE | 0 | FALSE | 0 | FALSE | 0 | FALSE | 0 | FALSE | 0 | FALSE | 0 | FALSE | 0 | FALSE | 0 | FALSE | 0
50 |  | 0 | 3235 | FALSE |  | FALSE |  | FALSE |  | FALSE |  | FALSE |  | FALSE |  | FALSE |  | FALSE |  | FALSE |  | FALSE |  | FALSE |  | FALSE |  | FALSE |  | FALSE |  | FALSE |  | FALSE |  | FALSE |  | FALSE |  | FALSE |  | FALSE |  | FALSE |  | FALSE |  | FALSE |  | FALSE |  | FALSE |  | FALSE |  | FALSE |  | FALSE |  | FALSE |  | FALSE | 0 | TRUE | 1524 | FALSE | 0 | FALSE | 0 | FALSE | 0 | FALSE | 0 | FALSE | 0 | FALSE | 0 | FALSE | 0 | FALSE | 0 | FALSE | 0 | FALSE | 0 | FALSE | 0 | FALSE | 0 | FALSE | 0 | FALSE | 0 | FALSE | 0 | FALSE | 0 | FALSE | 0 | FALSE | 0 | FALSE | 0 | FALSE | 0
50 |  | 0 | 3234 | FALSE |  | FALSE |  | FALSE |  | FALSE |  | FALSE |  | FALSE |  | FALSE |  | FALSE |  | FALSE |  | FALSE |  | FALSE |  | FALSE |  | FALSE |  | FALSE |  | FALSE |  | FALSE |  | FALSE |  | FALSE |  | FALSE |  | FALSE |  | FALSE |  | FALSE |  | FALSE |  | FALSE |  | FALSE |  | FALSE |  | FALSE |  | FALSE |  | FALSE |  | FALSE | 0 | TRUE | 1524 | FALSE | 0 | FALSE | 0 | FALSE | 0 | FALSE | 0 | FALSE | 0 | FALSE | 0 | FALSE | 0 | FALSE | 0 | FALSE | 0 | FALSE | 0 | FALSE | 0 | FALSE | 0 | FALSE | 0 | FALSE | 0 | FALSE | 0 | FALSE | 0 | FALSE | 0 | FALSE | 0 | FALSE | 0 | FALSE | 0
50 |  | 0 | 3233 | FALSE |  | FALSE |  | FALSE |  | FALSE |  | FALSE |  | FALSE |  | FALSE |  | FALSE |  | FALSE |  | FALSE |  | FALSE |  | FALSE |  | FALSE |  | FALSE |  | FALSE |  | FALSE |  | FALSE |  | FALSE |  | FALSE |  | FALSE |  | FALSE |  | FALSE |  | FALSE |  | FALSE |  | FALSE |  | FALSE |  | FALSE |  | FALSE |  | FALSE |  | FALSE | 0 | TRUE | 1524 | FALSE | 0 | FALSE | 0 | FALSE | 0 | FALSE | 0 | FALSE | 0 | FALSE | 0 | FALSE | 0 | FALSE | 0 | FALSE | 0 | FALSE | 0 | FALSE | 0 | FALSE | 0 | FALSE | 0 | FALSE | 0 | FALSE | 0 | FALSE | 0 | FALSE | 0 | FALSE | 0 | FALSE | 0 | FALSE | 0
50 |  | 0 | 3232 | FALSE |  | FALSE |  | FALSE |  | FALSE |  | FALSE |  | FALSE |  | FALSE |  | FALSE |  | FALSE |  | FALSE |  | FALSE |  | FALSE |  | FALSE |  | FALSE |  | FALSE |  | FALSE |  | FALSE |  | FALSE |  | FALSE |  | FALSE |  | FALSE |  | FALSE |  | FALSE |  | FALSE |  | FALSE |  | FALSE |  | FALSE |  | FALSE |  | FALSE |  | FALSE | 0 | TRUE | 1524 | FALSE | 0 | FALSE | 0 | FALSE | 0 | FALSE | 0 | FALSE | 0 | FALSE | 0 | FALSE | 0 | FALSE | 0 | FALSE | 0 | FALSE | 0 | FALSE | 0 | FALSE | 0 | FALSE | 0 | FALSE | 0 | FALSE | 0 | FALSE | 0 | FALSE | 0 | FALSE | 0 | FALSE | 0 | FALSE | 0
50 |  | 0 | 3231 | FALSE |  | FALSE |  | FALSE |  | FALSE |  | FALSE |  | FALSE |  | FALSE |  | FALSE |  | FALSE |  | FALSE |  | FALSE |  | FALSE |  | FALSE |  | FALSE |  | FALSE |  | FALSE |  | FALSE |  | FALSE |  | FALSE |  | FALSE |  | FALSE |  | FALSE |  | FALSE |  | FALSE |  | FALSE |  | FALSE |  | FALSE |  | FALSE |  | FALSE |  | FALSE | 0 | TRUE | 1524 | FALSE | 0 | FALSE | 0 | FALSE | 0 | FALSE | 0 | FALSE | 0 | FALSE | 0 | FALSE | 0 | FALSE | 0 | FALSE | 0 | FALSE | 0 | FALSE | 0 | FALSE | 0 | FALSE | 0 | FALSE | 0 | FALSE | 0 | FALSE | 0 | FALSE | 0 | FALSE | 0 | FALSE | 0 | FALSE | 0
50 |  | 0 | 3230 | FALSE |  | FALSE |  | FALSE |  | FALSE |  | FALSE |  | FALSE |  | FALSE |  | FALSE |  | FALSE |  | FALSE |  | FALSE |  | FALSE |  | FALSE |  | FALSE |  | FALSE |  | FALSE |  | FALSE |  | FALSE |  | FALSE |  | FALSE |  | FALSE |  | FALSE |  | FALSE |  | FALSE |  | FALSE |  | FALSE |  | FALSE |  | FALSE |  | FALSE |  | FALSE | 0 | TRUE | 1524 | FALSE | 0 | FALSE | 0 | FALSE | 0 | FALSE | 0 | FALSE | 0 | FALSE | 0 | FALSE | 0 | FALSE | 0 | FALSE | 0 | FALSE | 0 | FALSE | 0 | FALSE | 0 | FALSE | 0 | FALSE | 0 | FALSE | 0 | FALSE | 0 | FALSE | 0 | FALSE | 0 | FALSE | 0 | FALSE | 0
50 |  | 0 | 3229 | FALSE |  | FALSE |  | FALSE |  | FALSE |  | FALSE |  | FALSE |  | FALSE |  | FALSE |  | FALSE |  | FALSE |  | FALSE |  | FALSE |  | FALSE |  | FALSE |  | FALSE |  | FALSE |  | FALSE |  | FALSE |  | FALSE |  | FALSE |  | FALSE |  | FALSE |  | FALSE |  | FALSE |  | FALSE |  | FALSE |  | FALSE |  | FALSE |  | FALSE |  | FALSE | 0 | TRUE | 1524 | FALSE | 0 | FALSE | 0 | FALSE | 0 | FALSE | 0 | FALSE | 0 | FALSE | 0 | FALSE | 0 | FALSE | 0 | FALSE | 0 | FALSE | 0 | FALSE | 0 | FALSE | 0 | FALSE | 0 | FALSE | 0 | FALSE | 0 | FALSE | 0 | FALSE | 0 | FALSE | 0 | FALSE | 0 | FALSE | 0
50 |  | 0 | 3228 | FALSE |  | FALSE |  | FALSE |  | FALSE |  | FALSE |  | FALSE |  | FALSE |  | FALSE |  | FALSE |  | FALSE |  | FALSE |  | FALSE |  | FALSE |  | FALSE |  | FALSE |  | FALSE |  | FALSE |  | FALSE |  | FALSE |  | FALSE |  | FALSE |  | FALSE |  | FALSE |  | FALSE |  | FALSE |  | FALSE |  | FALSE |  | FALSE |  | FALSE |  | FALSE | 0 | TRUE | 1524 | FALSE | 0 | FALSE | 0 | FALSE | 0 | FALSE | 0 | FALSE | 0 | FALSE | 0 | FALSE | 0 | FALSE | 0 | FALSE | 0 | FALSE | 0 | FALSE | 0 | FALSE | 0 | FALSE | 0 | FALSE | 0 | FALSE | 0 | FALSE | 0 | FALSE | 0 | FALSE | 0 | FALSE | 0 | FALSE | 0
50 |  | 0 | 3227 | FALSE |  | FALSE |  | FALSE |  | FALSE |  | FALSE |  | FALSE |  | FALSE |  | FALSE |  | FALSE |  | FALSE |  | FALSE |  | FALSE |  | FALSE |  | FALSE |  | FALSE |  | FALSE |  | FALSE |  | FALSE |  | FALSE |  | FALSE |  | FALSE |  | FALSE |  | FALSE |  | FALSE |  | FALSE |  | FALSE |  | FALSE |  | FALSE |  | FALSE |  | FALSE | 0 | TRUE | 1524 | FALSE | 0 | FALSE | 0 | FALSE | 0 | FALSE | 0 | FALSE | 0 | FALSE | 0 | FALSE | 0 | FALSE | 0 | FALSE | 0 | FALSE | 0 | FALSE | 0 | FALSE | 0 | FALSE | 0 | FALSE | 0 | FALSE | 0 | FALSE | 0 | FALSE | 0 | FALSE | 0 | FALSE | 0 | FALSE | 0
50 |  | 0 | 3226 | FALSE |  | FALSE |  | FALSE |  | FALSE |  | FALSE |  | FALSE |  | FALSE |  | FALSE |  | FALSE |  | FALSE |  | FALSE |  | FALSE |  | FALSE |  | FALSE |  | FALSE |  | FALSE |  | FALSE |  | FALSE |  | FALSE |  | FALSE |  | FALSE |  | FALSE |  | FALSE |  | FALSE |  | FALSE |  | FALSE |  | FALSE |  | FALSE |  | FALSE |  | FALSE | 0 | TRUE | 1524 | FALSE | 0 | FALSE | 0 | FALSE | 0 | FALSE | 0 | FALSE | 0 | FALSE | 0 | FALSE | 0 | FALSE | 0 | FALSE | 0 | FALSE | 0 | FALSE | 0 | FALSE | 0 | FALSE | 0 | FALSE | 0 | FALSE | 0 | FALSE | 0 | FALSE | 0 | FALSE | 0 | FALSE | 0 | FALSE | 0
50 |  | 0 | 3225 | FALSE |  | FALSE |  | FALSE |  | FALSE |  | FALSE |  | FALSE |  | FALSE |  | FALSE |  | FALSE |  | FALSE |  | FALSE |  | FALSE |  | FALSE |  | FALSE |  | FALSE |  | FALSE |  | FALSE |  | FALSE |  | FALSE |  | FALSE |  | FALSE |  | FALSE |  | FALSE |  | FALSE |  | FALSE |  | FALSE |  | FALSE |  | FALSE |  | FALSE |  | FALSE | 0 | TRUE | 1524 | FALSE | 0 | FALSE | 0 | FALSE | 0 | FALSE | 0 | FALSE | 0 | FALSE | 0 | FALSE | 0 | FALSE | 0 | FALSE | 0 | FALSE | 0 | FALSE | 0 | FALSE | 0 | FALSE | 0 | FALSE | 0 | FALSE | 0 | FALSE | 0 | FALSE | 0 | FALSE | 0 | FALSE | 0 | FALSE | 0
50 |  | 0 | 3224 | FALSE |  | FALSE |  | FALSE |  | FALSE |  | FALSE |  | FALSE |  | FALSE |  | FALSE |  | FALSE |  | FALSE |  | FALSE |  | FALSE |  | FALSE |  | FALSE |  | FALSE |  | FALSE |  | FALSE |  | FALSE |  | FALSE |  | FALSE |  | FALSE |  | FALSE |  | FALSE |  | FALSE |  | FALSE |  | FALSE |  | FALSE |  | FALSE |  | FALSE |  | FALSE | 0 | TRUE | 1524 | FALSE | 0 | FALSE | 0 | FALSE | 0 | FALSE | 0 | FALSE | 0 | FALSE | 0 | FALSE | 0 | FALSE | 0 | FALSE | 0 | FALSE | 0 | FALSE | 0 | FALSE | 0 | FALSE | 0 | FALSE | 0 | FALSE | 0 | FALSE | 0 | FALSE | 0 | FALSE | 0 | FALSE | 0 | FALSE | 0
50 |  | 0 | 3223 | FALSE |  | FALSE |  | FALSE |  | FALSE |  | FALSE |  | FALSE |  | FALSE |  | FALSE |  | FALSE |  | FALSE |  | FALSE |  | FALSE |  | FALSE |  | FALSE |  | FALSE |  | FALSE |  | FALSE |  | FALSE |  | FALSE |  | FALSE |  | FALSE |  | FALSE |  | FALSE |  | FALSE |  | FALSE |  | FALSE |  | FALSE |  | FALSE |  | FALSE |  | FALSE | 0 | TRUE | 1524 | FALSE | 0 | FALSE | 0 | FALSE | 0 | FALSE | 0 | FALSE | 0 | FALSE | 0 | FALSE | 0 | FALSE | 0 | FALSE | 0 | FALSE | 0 | FALSE | 0 | FALSE | 0 | FALSE | 0 | FALSE | 0 | FALSE | 0 | FALSE | 0 | FALSE | 0 | FALSE | 0 | FALSE | 0 | FALSE | 0
50 |  | 0 | 3222 | FALSE |  | FALSE |  | FALSE |  | FALSE |  | FALSE |  | FALSE |  | FALSE |  | FALSE |  | FALSE |  | FALSE |  | FALSE |  | FALSE |  | FALSE |  | FALSE |  | FALSE |  | FALSE |  | FALSE |  | FALSE |  | FALSE |  | FALSE |  | FALSE |  | FALSE |  | FALSE |  | FALSE |  | FALSE |  | FALSE |  | FALSE |  | FALSE |  | FALSE |  | FALSE | 0 | TRUE | 1524 | FALSE | 0 | FALSE | 0 | FALSE | 0 | FALSE | 0 | FALSE | 0 | FALSE | 0 | FALSE | 0 | FALSE | 0 | FALSE | 0 | FALSE | 0 | FALSE | 0 | FALSE | 0 | FALSE | 0 | FALSE | 0 | FALSE | 0 | FALSE | 0 | FALSE | 0 | FALSE | 0 | FALSE | 0 | FALSE | 0
50 |  | 0 | 3221 | FALSE |  | FALSE |  | FALSE |  | FALSE |  | FALSE |  | FALSE |  | FALSE |  | FALSE |  | FALSE |  | FALSE |  | FALSE |  | FALSE |  | FALSE |  | FALSE |  | FALSE |  | FALSE |  | FALSE |  | FALSE |  | FALSE |  | FALSE |  | FALSE |  | FALSE |  | FALSE |  | FALSE |  | FALSE |  | FALSE |  | FALSE |  | FALSE |  | FALSE |  | FALSE | 0 | TRUE | 1524 | FALSE | 0 | FALSE | 0 | FALSE | 0 | FALSE | 0 | FALSE | 0 | FALSE | 0 | FALSE | 0 | FALSE | 0 | FALSE | 0 | FALSE | 0 | FALSE | 0 | FALSE | 0 | FALSE | 0 | FALSE | 0 | FALSE | 0 | FALSE | 0 | FALSE | 0 | FALSE | 0 | FALSE | 0 | FALSE | 0
50 |  | 0 | 3220 | FALSE |  | FALSE |  | FALSE |  | FALSE |  | FALSE |  | FALSE |  | FALSE |  | FALSE |  | FALSE |  | FALSE |  | FALSE |  | FALSE |  | FALSE |  | FALSE |  | FALSE |  | FALSE |  | FALSE |  | FALSE |  | FALSE |  | FALSE |  | FALSE |  | FALSE |  | FALSE |  | FALSE |  | FALSE |  | FALSE |  | FALSE |  | FALSE |  | FALSE |  | FALSE | 0 | TRUE | 1524 | FALSE | 0 | FALSE | 0 | FALSE | 0 | FALSE | 0 | FALSE | 0 | FALSE | 0 | FALSE | 0 | FALSE | 0 | FALSE | 0 | FALSE | 0 | FALSE | 0 | FALSE | 0 | FALSE | 0 | FALSE | 0 | FALSE | 0 | FALSE | 0 | FALSE | 0 | FALSE | 0 | FALSE | 0 | FALSE | 0
50 |  | 0 | 3219 | FALSE |  | FALSE |  | FALSE |  | FALSE |  | FALSE |  | FALSE |  | FALSE |  | FALSE |  | FALSE |  | FALSE |  | FALSE |  | FALSE |  | FALSE |  | FALSE |  | FALSE |  | FALSE |  | FALSE |  | FALSE |  | FALSE |  | FALSE |  | FALSE |  | FALSE |  | FALSE |  | FALSE |  | FALSE |  | FALSE |  | FALSE |  | FALSE |  | FALSE |  | FALSE | 0 | TRUE | 1524 | FALSE | 0 | FALSE | 0 | FALSE | 0 | FALSE | 0 | FALSE | 0 | FALSE | 0 | FALSE | 0 | FALSE | 0 | FALSE | 0 | FALSE | 0 | FALSE | 0 | FALSE | 0 | FALSE | 0 | FALSE | 0 | FALSE | 0 | FALSE | 0 | FALSE | 0 | FALSE | 0 | FALSE | 0 | FALSE | 0
50 |  | 0 | 3218 | FALSE |  | FALSE |  | FALSE |  | FALSE |  | FALSE |  | FALSE |  | FALSE |  | FALSE |  | FALSE |  | FALSE |  | FALSE |  | FALSE |  | FALSE |  | FALSE |  | FALSE |  | FALSE |  | FALSE |  | FALSE |  | FALSE |  | FALSE |  | FALSE |  | FALSE |  | FALSE |  | FALSE |  | FALSE |  | FALSE |  | FALSE |  | FALSE |  | FALSE |  | FALSE | 0 | TRUE | 1524 | FALSE | 0 | FALSE | 0 | FALSE | 0 | FALSE | 0 | FALSE | 0 | FALSE | 0 | FALSE | 0 | FALSE | 0 | FALSE | 0 | FALSE | 0 | FALSE | 0 | FALSE | 0 | FALSE | 0 | FALSE | 0 | FALSE | 0 | FALSE | 0 | FALSE | 0 | FALSE | 0 | FALSE | 0 | FALSE | 0
50 |  | 0 | 3217 | FALSE |  | FALSE |  | FALSE |  | FALSE |  | FALSE |  | FALSE |  | FALSE |  | FALSE |  | FALSE |  | FALSE |  | FALSE |  | FALSE |  | FALSE |  | FALSE |  | FALSE |  | FALSE |  | FALSE |  | FALSE |  | FALSE |  | FALSE |  | FALSE |  | FALSE |  | FALSE |  | FALSE |  | FALSE |  | FALSE |  | FALSE |  | FALSE |  | FALSE |  | FALSE | 0 | TRUE | 1524 | FALSE | 0 | FALSE | 0 | FALSE | 0 | FALSE | 0 | FALSE | 0 | FALSE | 0 | FALSE | 0 | FALSE | 0 | FALSE | 0 | FALSE | 0 | FALSE | 0 | FALSE | 0 | FALSE | 0 | FALSE | 0 | FALSE | 0 | FALSE | 0 | FALSE | 0 | FALSE | 0 | FALSE | 0 | FALSE | 0
50 |  | 0 | 3216 | FALSE |  | FALSE |  | FALSE |  | FALSE |  | FALSE |  | FALSE |  | FALSE |  | FALSE |  | FALSE |  | FALSE |  | FALSE |  | FALSE |  | FALSE |  | FALSE |  | FALSE |  | FALSE |  | FALSE |  | FALSE |  | FALSE |  | FALSE |  | FALSE |  | FALSE |  | FALSE |  | FALSE |  | FALSE |  | FALSE |  | FALSE |  | FALSE |  | FALSE |  | FALSE | 0 | TRUE | 1524 | FALSE | 0 | FALSE | 0 | FALSE | 0 | FALSE | 0 | FALSE | 0 | FALSE | 0 | FALSE | 0 | FALSE | 0 | FALSE | 0 | FALSE | 0 | FALSE | 0 | FALSE | 0 | FALSE | 0 | FALSE | 0 | FALSE | 0 | FALSE | 0 | FALSE | 0 | FALSE | 0 | FALSE | 0 | FALSE | 0
50 |  | 0 | 3215 | FALSE |  | FALSE |  | FALSE |  | FALSE |  | FALSE |  | FALSE |  | FALSE |  | FALSE |  | FALSE |  | FALSE |  | FALSE |  | FALSE |  | FALSE |  | FALSE |  | FALSE |  | FALSE |  | FALSE |  | FALSE |  | FALSE |  | FALSE |  | FALSE |  | FALSE |  | FALSE |  | FALSE |  | FALSE |  | FALSE |  | FALSE |  | FALSE |  | FALSE |  | FALSE | 0 | TRUE | 1524 | FALSE | 0 | FALSE | 0 | FALSE | 0 | FALSE | 0 | FALSE | 0 | FALSE | 0 | FALSE | 0 | FALSE | 0 | FALSE | 0 | FALSE | 0 | FALSE | 0 | FALSE | 0 | FALSE | 0 | FALSE | 0 | FALSE | 0 | FALSE | 0 | FALSE | 0 | FALSE | 0 | FALSE | 0 | FALSE | 0
50 |  | 0 | 3214 | FALSE |  | FALSE |  | FALSE |  | FALSE |  | FALSE |  | FALSE |  | FALSE |  | FALSE |  | FALSE |  | FALSE |  | FALSE |  | FALSE |  | FALSE |  | FALSE |  | FALSE |  | FALSE |  | FALSE |  | FALSE |  | FALSE |  | FALSE |  | FALSE |  | FALSE |  | FALSE |  | FALSE |  | FALSE |  | FALSE |  | FALSE |  | FALSE |  | FALSE |  | FALSE | 0 | TRUE | 1524 | FALSE | 0 | FALSE | 0 | FALSE | 0 | FALSE | 0 | FALSE | 0 | FALSE | 0 | FALSE | 0 | FALSE | 0 | FALSE | 0 | FALSE | 0 | FALSE | 0 | FALSE | 0 | FALSE | 0 | FALSE | 0 | FALSE | 0 | FALSE | 0 | FALSE | 0 | FALSE | 0 | FALSE | 0 | FALSE | 0
50 |  | 0 | 3213 | FALSE |  | FALSE |  | FALSE |  | FALSE |  | FALSE |  | FALSE |  | FALSE |  | FALSE |  | FALSE |  | FALSE |  | FALSE |  | FALSE |  | FALSE |  | FALSE |  | FALSE |  | FALSE |  | FALSE |  | FALSE |  | FALSE |  | FALSE |  | FALSE |  | FALSE |  | FALSE |  | FALSE |  | FALSE |  | FALSE |  | FALSE |  | FALSE |  | FALSE |  | FALSE | 0 | TRUE | 1524 | FALSE | 0 | FALSE | 0 | FALSE | 0 | FALSE | 0 | FALSE | 0 | FALSE | 0 | FALSE | 0 | FALSE | 0 | FALSE | 0 | FALSE | 0 | FALSE | 0 | FALSE | 0 | FALSE | 0 | FALSE | 0 | FALSE | 0 | FALSE | 0 | FALSE | 0 | FALSE | 0 | FALSE | 0 | FALSE | 0
50 |  | 0 | 3212 | FALSE |  | FALSE |  | FALSE |  | FALSE |  | FALSE |  | FALSE |  | FALSE |  | FALSE |  | FALSE |  | FALSE |  | FALSE |  | FALSE |  | FALSE |  | FALSE |  | FALSE |  | FALSE |  | FALSE |  | FALSE |  | FALSE |  | FALSE |  | FALSE |  | FALSE |  | FALSE |  | FALSE |  | FALSE |  | FALSE |  | FALSE |  | FALSE |  | FALSE |  | FALSE | 0 | TRUE | 1524 | FALSE | 0 | FALSE | 0 | FALSE | 0 | FALSE | 0 | FALSE | 0 | FALSE | 0 | FALSE | 0 | FALSE | 0 | FALSE | 0 | FALSE | 0 | FALSE | 0 | FALSE | 0 | FALSE | 0 | FALSE | 0 | FALSE | 0 | FALSE | 0 | FALSE | 0 | FALSE | 0 | FALSE | 0 | FALSE | 0
50 |  | 0 | 3211 | FALSE |  | FALSE |  | FALSE |  | FALSE |  | FALSE |  | FALSE |  | FALSE |  | FALSE |  | FALSE |  | FALSE |  | FALSE |  | FALSE |  | FALSE |  | FALSE |  | FALSE |  | FALSE |  | FALSE |  | FALSE |  | FALSE |  | FALSE |  | FALSE |  | FALSE |  | FALSE |  | FALSE |  | FALSE |  | FALSE |  | FALSE |  | FALSE |  | FALSE |  | FALSE | 0 | TRUE | 1524 | FALSE | 0 | FALSE | 0 | FALSE | 0 | FALSE | 0 | FALSE | 0 | FALSE | 0 | FALSE | 0 | FALSE | 0 | FALSE | 0 | FALSE | 0 | FALSE | 0 | FALSE | 0 | FALSE | 0 | FALSE | 0 | FALSE | 0 | FALSE | 0 | FALSE | 0 | FALSE | 0 | FALSE | 0 | FALSE | 0
50 |  | 0 | 3210 | FALSE |  | FALSE |  | FALSE |  | FALSE |  | FALSE |  | FALSE |  | FALSE |  | FALSE |  | FALSE |  | FALSE |  | FALSE |  | FALSE |  | FALSE |  | FALSE |  | FALSE |  | FALSE |  | FALSE |  | FALSE |  | FALSE |  | FALSE |  | FALSE |  | FALSE |  | FALSE |  | FALSE |  | FALSE |  | FALSE |  | FALSE |  | FALSE |  | FALSE |  | FALSE | 0 | TRUE | 1524 | FALSE | 0 | FALSE | 0 | FALSE | 0 | FALSE | 0 | FALSE | 0 | FALSE | 0 | FALSE | 0 | FALSE | 0 | FALSE | 0 | FALSE | 0 | FALSE | 0 | FALSE | 0 | FALSE | 0 | FALSE | 0 | FALSE | 0 | FALSE | 0 | FALSE | 0 | FALSE | 0 | FALSE | 0 | FALSE | 0
50 |  | 0 | 3209 | FALSE |  | FALSE |  | FALSE |  | FALSE |  | FALSE |  | FALSE |  | FALSE |  | FALSE |  | FALSE |  | FALSE |  | FALSE |  | FALSE |  | FALSE |  | FALSE |  | FALSE |  | FALSE |  | FALSE |  | FALSE |  | FALSE |  | FALSE |  | FALSE |  | FALSE |  | FALSE |  | FALSE |  | FALSE |  | FALSE |  | FALSE |  | FALSE |  | FALSE |  | FALSE | 0 | TRUE | 1524 | FALSE | 0 | FALSE | 0 | FALSE | 0 | FALSE | 0 | FALSE | 0 | FALSE | 0 | FALSE | 0 | FALSE | 0 | FALSE | 0 | FALSE | 0 | FALSE | 0 | FALSE | 0 | FALSE | 0 | FALSE | 0 | FALSE | 0 | FALSE | 0 | FALSE | 0 | FALSE | 0 | FALSE | 0 | FALSE | 0
50 |  | 0 | 3208 | FALSE |  | FALSE |  | FALSE |  | FALSE |  | FALSE |  | FALSE |  | FALSE |  | FALSE |  | FALSE |  | FALSE |  | FALSE |  | FALSE |  | FALSE |  | FALSE |  | FALSE |  | FALSE |  | FALSE |  | FALSE |  | FALSE |  | FALSE |  | FALSE |  | FALSE |  | FALSE |  | FALSE |  | FALSE |  | FALSE |  | FALSE |  | FALSE |  | FALSE |  | FALSE | 0 | TRUE | 1524 | FALSE | 0 | FALSE | 0 | FALSE | 0 | FALSE | 0 | FALSE | 0 | FALSE | 0 | FALSE | 0 | FALSE | 0 | FALSE | 0 | FALSE | 0 | FALSE | 0 | FALSE | 0 | FALSE | 0 | FALSE | 0 | FALSE | 0 | FALSE | 0 | FALSE | 0 | FALSE | 0 | FALSE | 0 | FALSE | 0
50 |  | 0 | 3207 | FALSE |  | FALSE |  | FALSE |  | FALSE |  | FALSE |  | FALSE |  | FALSE |  | FALSE |  | FALSE |  | FALSE |  | FALSE |  | FALSE |  | FALSE |  | FALSE |  | FALSE |  | FALSE |  | FALSE |  | FALSE |  | FALSE |  | FALSE |  | FALSE |  | FALSE |  | FALSE |  | FALSE |  | FALSE |  | FALSE |  | FALSE |  | FALSE |  | FALSE |  | FALSE | 0 | TRUE | 1524 | FALSE | 0 | FALSE | 0 | FALSE | 0 | FALSE | 0 | FALSE | 0 | FALSE | 0 | FALSE | 0 | FALSE | 0 | FALSE | 0 | FALSE | 0 | FALSE | 0 | FALSE | 0 | FALSE | 0 | FALSE | 0 | FALSE | 0 | FALSE | 0 | FALSE | 0 | FALSE | 0 | FALSE | 0 | FALSE | 0
50 |  | 0 | 3206 | FALSE |  | FALSE |  | FALSE |  | FALSE |  | FALSE |  | FALSE |  | FALSE |  | FALSE |  | FALSE |  | FALSE |  | FALSE |  | FALSE |  | FALSE |  | FALSE |  | FALSE |  | FALSE |  | FALSE |  | FALSE |  | FALSE |  | FALSE |  | FALSE |  | FALSE |  | FALSE |  | FALSE |  | FALSE |  | FALSE |  | FALSE |  | FALSE |  | FALSE |  | FALSE | 0 | TRUE | 1524 | FALSE | 0 | FALSE | 0 | FALSE | 0 | FALSE | 0 | FALSE | 0 | FALSE | 0 | FALSE | 0 | FALSE | 0 | FALSE | 0 | FALSE | 0 | FALSE | 0 | FALSE | 0 | FALSE | 0 | FALSE | 0 | FALSE | 0 | FALSE | 0 | FALSE | 0 | FALSE | 0 | FALSE | 0 | FALSE | 0
50 |  | 0 | 3205 | FALSE |  | FALSE |  | FALSE |  | FALSE |  | FALSE |  | FALSE |  | FALSE |  | FALSE |  | FALSE |  | FALSE |  | FALSE |  | FALSE |  | FALSE |  | FALSE |  | FALSE |  | FALSE |  | FALSE |  | FALSE |  | FALSE |  | FALSE |  | FALSE |  | FALSE |  | FALSE |  | FALSE |  | FALSE |  | FALSE |  | FALSE |  | FALSE |  | FALSE |  | FALSE | 0 | TRUE | 1524 | FALSE | 0 | FALSE | 0 | FALSE | 0 | FALSE | 0 | FALSE | 0 | FALSE | 0 | FALSE | 0 | FALSE | 0 | FALSE | 0 | FALSE | 0 | FALSE | 0 | FALSE | 0 | FALSE | 0 | FALSE | 0 | FALSE | 0 | FALSE | 0 | FALSE | 0 | FALSE | 0 | FALSE | 0 | FALSE | 0
50 |  | 0 | 3204 | FALSE |  | FALSE |  | FALSE |  | FALSE |  | FALSE |  | FALSE |  | FALSE |  | FALSE |  | FALSE |  | FALSE |  | FALSE |  | FALSE |  | FALSE |  | FALSE |  | FALSE |  | FALSE |  | FALSE |  | FALSE |  | FALSE |  | FALSE |  | FALSE |  | FALSE |  | FALSE |  | FALSE |  | FALSE |  | FALSE |  | FALSE |  | FALSE |  | FALSE |  | FALSE | 0 | TRUE | 1524 | FALSE | 0 | FALSE | 0 | FALSE | 0 | FALSE | 0 | FALSE | 0 | FALSE | 0 | FALSE | 0 | FALSE | 0 | FALSE | 0 | FALSE | 0 | FALSE | 0 | FALSE | 0 | FALSE | 0 | FALSE | 0 | FALSE | 0 | FALSE | 0 | FALSE | 0 | FALSE | 0 | FALSE | 0 | FALSE | 0
50 |  | 0 | 3203 | FALSE |  | FALSE |  | FALSE |  | FALSE |  | FALSE |  | FALSE |  | FALSE |  | FALSE |  | FALSE |  | FALSE |  | FALSE |  | FALSE |  | FALSE |  | FALSE |  | FALSE |  | FALSE |  | FALSE |  | FALSE |  | FALSE |  | FALSE |  | FALSE |  | FALSE |  | FALSE |  | FALSE |  | FALSE |  | FALSE |  | FALSE |  | FALSE |  | FALSE |  | FALSE | 0 | TRUE | 1524 | FALSE | 0 | FALSE | 0 | FALSE | 0 | FALSE | 0 | FALSE | 0 | FALSE | 0 | FALSE | 0 | FALSE | 0 | FALSE | 0 | FALSE | 0 | FALSE | 0 | FALSE | 0 | FALSE | 0 | FALSE | 0 | FALSE | 0 | FALSE | 0 | FALSE | 0 | FALSE | 0 | FALSE | 0 | FALSE | 0
50 |  | 0 | 3202 | FALSE |  | FALSE |  | FALSE |  | FALSE |  | FALSE |  | FALSE |  | FALSE |  | FALSE |  | FALSE |  | FALSE |  | FALSE |  | FALSE |  | FALSE |  | FALSE |  | FALSE |  | FALSE |  | FALSE |  | FALSE |  | FALSE |  | FALSE |  | FALSE |  | FALSE |  | FALSE |  | FALSE |  | FALSE |  | FALSE |  | FALSE |  | FALSE |  | FALSE |  | FALSE | 0 | TRUE | 1524 | FALSE | 0 | FALSE | 0 | FALSE | 0 | FALSE | 0 | FALSE | 0 | FALSE | 0 | FALSE | 0 | FALSE | 0 | FALSE | 0 | FALSE | 0 | FALSE | 0 | FALSE | 0 | FALSE | 0 | FALSE | 0 | FALSE | 0 | FALSE | 0 | FALSE | 0 | FALSE | 0 | FALSE | 0 | FALSE | 0
50 |  | 0 | 3201 | FALSE |  | FALSE |  | FALSE |  | FALSE |  | FALSE |  | FALSE |  | FALSE |  | FALSE |  | FALSE |  | FALSE |  | FALSE |  | FALSE |  | FALSE |  | FALSE |  | FALSE |  | FALSE |  | FALSE |  | FALSE |  | FALSE |  | FALSE |  | FALSE |  | FALSE |  | FALSE |  | FALSE |  | FALSE |  | FALSE |  | FALSE |  | FALSE |  | FALSE |  | FALSE | 0 | TRUE | 1524 | FALSE | 0 | FALSE | 0 | FALSE | 0 | FALSE | 0 | FALSE | 0 | FALSE | 0 | FALSE | 0 | FALSE | 0 | FALSE | 0 | FALSE | 0 | FALSE | 0 | FALSE | 0 | FALSE | 0 | FALSE | 0 | FALSE | 0 | FALSE | 0 | FALSE | 0 | FALSE | 0 | FALSE | 0 | FALSE | 0
50 |  | 0 | 3200 | FALSE |  | FALSE |  | FALSE |  | FALSE |  | FALSE |  | FALSE |  | FALSE |  | FALSE |  | FALSE |  | FALSE |  | FALSE |  | FALSE |  | FALSE |  | FALSE |  | FALSE |  | FALSE |  | FALSE |  | FALSE |  | FALSE |  | FALSE |  | FALSE |  | FALSE |  | FALSE |  | FALSE |  | FALSE |  | FALSE |  | FALSE |  | FALSE |  | FALSE |  | FALSE | 0 | TRUE | 1524 | FALSE | 0 | FALSE | 0 | FALSE | 0 | FALSE | 0 | FALSE | 0 | FALSE | 0 | FALSE | 0 | FALSE | 0 | FALSE | 0 | FALSE | 0 | FALSE | 0 | FALSE | 0 | FALSE | 0 | FALSE | 0 | FALSE | 0 | FALSE | 0 | FALSE | 0 | FALSE | 0 | FALSE | 0 | FALSE | 0
50 |  | 0 | 3199 | FALSE |  | FALSE |  | FALSE |  | FALSE |  | FALSE |  | FALSE |  | FALSE |  | FALSE |  | FALSE |  | FALSE |  | FALSE |  | FALSE |  | FALSE |  | FALSE |  | FALSE |  | FALSE |  | FALSE |  | FALSE |  | FALSE |  | FALSE |  | FALSE |  | FALSE |  | FALSE |  | FALSE |  | FALSE |  | FALSE |  | FALSE |  | FALSE |  | FALSE |  | FALSE | 0 | TRUE | 1524 | FALSE | 0 | FALSE | 0 | FALSE | 0 | FALSE | 0 | FALSE | 0 | FALSE | 0 | FALSE | 0 | FALSE | 0 | FALSE | 0 | FALSE | 0 | FALSE | 0 | FALSE | 0 | FALSE | 0 | FALSE | 0 | FALSE | 0 | FALSE | 0 | FALSE | 0 | FALSE | 0 | FALSE | 0 | FALSE | 0
50 |  | 0 | 3198 | FALSE |  | FALSE |  | FALSE |  | FALSE |  | FALSE |  | FALSE |  | FALSE |  | FALSE |  | FALSE |  | FALSE |  | FALSE |  | FALSE |  | FALSE |  | FALSE |  | FALSE |  | FALSE |  | FALSE |  | FALSE |  | FALSE |  | FALSE |  | FALSE |  | FALSE |  | FALSE |  | FALSE |  | FALSE |  | FALSE |  | FALSE |  | FALSE |  | FALSE |  | FALSE | 0 | TRUE | 1524 | FALSE | 0 | FALSE | 0 | FALSE | 0 | FALSE | 0 | FALSE | 0 | FALSE | 0 | FALSE | 0 | FALSE | 0 | FALSE | 0 | FALSE | 0 | FALSE | 0 | FALSE | 0 | FALSE | 0 | FALSE | 0 | FALSE | 0 | FALSE | 0 | FALSE | 0 | FALSE | 0 | FALSE | 0 | FALSE | 0
50 |  | 0 | 3197 | FALSE |  | FALSE |  | FALSE |  | FALSE |  | FALSE |  | FALSE |  | FALSE |  | FALSE |  | FALSE |  | FALSE |  | FALSE |  | FALSE |  | FALSE |  | FALSE |  | FALSE |  | FALSE |  | FALSE |  | FALSE |  | FALSE |  | FALSE |  | FALSE |  | FALSE |  | FALSE |  | FALSE |  | FALSE |  | FALSE |  | FALSE |  | FALSE |  | FALSE |  | FALSE | 0 | TRUE | 1524 | FALSE | 0 | FALSE | 0 | FALSE | 0 | FALSE | 0 | FALSE | 0 | FALSE | 0 | FALSE | 0 | FALSE | 0 | FALSE | 0 | FALSE | 0 | FALSE | 0 | FALSE | 0 | FALSE | 0 | FALSE | 0 | FALSE | 0 | FALSE | 0 | FALSE | 0 | FALSE | 0 | FALSE | 0 | FALSE | 0
50 |  | 0 | 3196 | FALSE |  | FALSE |  | FALSE |  | FALSE |  | FALSE |  | FALSE |  | FALSE |  | FALSE |  | FALSE |  | FALSE |  | FALSE |  | FALSE |  | FALSE |  | FALSE |  | FALSE |  | FALSE |  | FALSE |  | FALSE |  | FALSE |  | FALSE |  | FALSE |  | FALSE |  | FALSE |  | FALSE |  | FALSE |  | FALSE |  | FALSE |  | FALSE |  | FALSE |  | FALSE | 0 | TRUE | 1524 | FALSE | 0 | FALSE | 0 | FALSE | 0 | FALSE | 0 | FALSE | 0 | FALSE | 0 | FALSE | 0 | FALSE | 0 | FALSE | 0 | FALSE | 0 | FALSE | 0 | FALSE | 0 | FALSE | 0 | FALSE | 0 | FALSE | 0 | FALSE | 0 | FALSE | 0 | FALSE | 0 | FALSE | 0 | FALSE | 0
50 |  | 0 | 3195 | FALSE |  | FALSE |  | FALSE |  | FALSE |  | FALSE |  | FALSE |  | FALSE |  | FALSE |  | FALSE |  | FALSE |  | FALSE |  | FALSE |  | FALSE |  | FALSE |  | FALSE |  | FALSE |  | FALSE |  | FALSE |  | FALSE |  | FALSE |  | FALSE |  | FALSE |  | FALSE |  | FALSE |  | FALSE |  | FALSE |  | FALSE |  | FALSE |  | FALSE |  | FALSE | 0 | TRUE | 1524 | FALSE | 0 | FALSE | 0 | FALSE | 0 | FALSE | 0 | FALSE | 0 | FALSE | 0 | FALSE | 0 | FALSE | 0 | FALSE | 0 | FALSE | 0 | FALSE | 0 | FALSE | 0 | FALSE | 0 | FALSE | 0 | FALSE | 0 | FALSE | 0 | FALSE | 0 | FALSE | 0 | FALSE | 0 | FALSE | 0
50 |  | 0 | 3194 | FALSE |  | FALSE |  | FALSE |  | FALSE |  | FALSE |  | FALSE |  | FALSE |  | FALSE |  | FALSE |  | FALSE |  | FALSE |  | FALSE |  | FALSE |  | FALSE |  | FALSE |  | FALSE |  | FALSE |  | FALSE |  | FALSE |  | FALSE |  | FALSE |  | FALSE |  | FALSE |  | FALSE |  | FALSE |  | FALSE |  | FALSE |  | FALSE |  | FALSE |  | FALSE | 0 | TRUE | 1524 | FALSE | 0 | FALSE | 0 | FALSE | 0 | FALSE | 0 | FALSE | 0 | FALSE | 0 | FALSE | 0 | FALSE | 0 | FALSE | 0 | FALSE | 0 | FALSE | 0 | FALSE | 0 | FALSE | 0 | FALSE | 0 | FALSE | 0 | FALSE | 0 | FALSE | 0 | FALSE | 0 | FALSE | 0 | FALSE | 0
50 |  | 0 | 3193 | FALSE |  | FALSE |  | FALSE |  | FALSE |  | FALSE |  | FALSE |  | FALSE |  | FALSE |  | FALSE |  | FALSE |  | FALSE |  | FALSE |  | FALSE |  | FALSE |  | FALSE |  | FALSE |  | FALSE |  | FALSE |  | FALSE |  | FALSE |  | FALSE |  | FALSE |  | FALSE |  | FALSE |  | FALSE |  | FALSE |  | FALSE |  | FALSE |  | FALSE | 0 | FALSE | 0 | TRUE | 1524 | FALSE | 0 | FALSE | 0 | FALSE | 0 | FALSE | 0 | FALSE | 0 | FALSE | 0 | FALSE | 0 | FALSE | 0 | FALSE | 0 | FALSE | 0 | FALSE | 0 | FALSE | 0 | FALSE | 0 | FALSE | 0 | FALSE | 0 | FALSE | 0 | FALSE | 0 | FALSE | 0 | FALSE | 0 | FALSE | 0
50 |  | 0 | 3192 | FALSE |  | FALSE |  | FALSE |  | FALSE |  | FALSE |  | FALSE |  | FALSE |  | FALSE |  | FALSE |  | FALSE |  | FALSE |  | FALSE |  | FALSE |  | FALSE |  | FALSE |  | FALSE |  | FALSE |  | FALSE |  | FALSE |  | FALSE |  | FALSE |  | FALSE |  | FALSE |  | FALSE |  | FALSE |  | FALSE |  | FALSE |  | FALSE |  | FALSE | 0 | FALSE | 0 | TRUE | 1524 | FALSE | 0 | FALSE | 0 | FALSE | 0 | FALSE | 0 | FALSE | 0 | FALSE | 0 | FALSE | 0 | FALSE | 0 | FALSE | 0 | FALSE | 0 | FALSE | 0 | FALSE | 0 | FALSE | 0 | FALSE | 0 | FALSE | 0 | FALSE | 0 | FALSE | 0 | FALSE | 0 | FALSE | 0 | FALSE | 0
50 |  | 0 | 3191 | FALSE |  | FALSE |  | FALSE |  | FALSE |  | FALSE |  | FALSE |  | FALSE |  | FALSE |  | FALSE |  | FALSE |  | FALSE |  | FALSE |  | FALSE |  | FALSE |  | FALSE |  | FALSE |  | FALSE |  | FALSE |  | FALSE |  | FALSE |  | FALSE |  | FALSE |  | FALSE |  | FALSE |  | FALSE |  | FALSE |  | FALSE |  | FALSE |  | FALSE | 0 | FALSE | 0 | TRUE | 1524 | FALSE | 0 | FALSE | 0 | FALSE | 0 | FALSE | 0 | FALSE | 0 | FALSE | 0 | FALSE | 0 | FALSE | 0 | FALSE | 0 | FALSE | 0 | FALSE | 0 | FALSE | 0 | FALSE | 0 | FALSE | 0 | FALSE | 0 | FALSE | 0 | FALSE | 0 | FALSE | 0 | FALSE | 0 | FALSE | 0
50 |  | 0 | 3190 | FALSE |  | FALSE |  | FALSE |  | FALSE |  | FALSE |  | FALSE |  | FALSE |  | FALSE |  | FALSE |  | FALSE |  | FALSE |  | FALSE |  | FALSE |  | FALSE |  | FALSE |  | FALSE |  | FALSE |  | FALSE |  | FALSE |  | FALSE |  | FALSE |  | FALSE |  | FALSE |  | FALSE |  | FALSE |  | FALSE |  | FALSE |  | FALSE |  | FALSE | 0 | FALSE | 0 | TRUE | 1524 | FALSE | 0 | FALSE | 0 | FALSE | 0 | FALSE | 0 | FALSE | 0 | FALSE | 0 | FALSE | 0 | FALSE | 0 | FALSE | 0 | FALSE | 0 | FALSE | 0 | FALSE | 0 | FALSE | 0 | FALSE | 0 | FALSE | 0 | FALSE | 0 | FALSE | 0 | FALSE | 0 | FALSE | 0 | FALSE | 0
50 |  | 0 | 3189 | FALSE |  | FALSE |  | FALSE |  | FALSE |  | FALSE |  | FALSE |  | FALSE |  | FALSE |  | FALSE |  | FALSE |  | FALSE |  | FALSE |  | FALSE |  | FALSE |  | FALSE |  | FALSE |  | FALSE |  | FALSE |  | FALSE |  | FALSE |  | FALSE |  | FALSE |  | FALSE |  | FALSE |  | FALSE |  | FALSE |  | FALSE |  | FALSE |  | FALSE | 0 | FALSE | 0 | TRUE | 1524 | FALSE | 0 | FALSE | 0 | FALSE | 0 | FALSE | 0 | FALSE | 0 | FALSE | 0 | FALSE | 0 | FALSE | 0 | FALSE | 0 | FALSE | 0 | FALSE | 0 | FALSE | 0 | FALSE | 0 | FALSE | 0 | FALSE | 0 | FALSE | 0 | FALSE | 0 | FALSE | 0 | FALSE | 0 | FALSE | 0
50 |  | 0 | 3188 | FALSE |  | FALSE |  | FALSE |  | FALSE |  | FALSE |  | FALSE |  | FALSE |  | FALSE |  | FALSE |  | FALSE |  | FALSE |  | FALSE |  | FALSE |  | FALSE |  | FALSE |  | FALSE |  | FALSE |  | FALSE |  | FALSE |  | FALSE |  | FALSE |  | FALSE |  | FALSE |  | FALSE |  | FALSE |  | FALSE |  | FALSE |  | FALSE |  | FALSE | 0 | FALSE | 0 | TRUE | 1524 | FALSE | 0 | FALSE | 0 | FALSE | 0 | FALSE | 0 | FALSE | 0 | FALSE | 0 | FALSE | 0 | FALSE | 0 | FALSE | 0 | FALSE | 0 | FALSE | 0 | FALSE | 0 | FALSE | 0 | FALSE | 0 | FALSE | 0 | FALSE | 0 | FALSE | 0 | FALSE | 0 | FALSE | 0 | FALSE | 0
50 |  | 0 | 3187 | FALSE |  | FALSE |  | FALSE |  | FALSE |  | FALSE |  | FALSE |  | FALSE |  | FALSE |  | FALSE |  | FALSE |  | FALSE |  | FALSE |  | FALSE |  | FALSE |  | FALSE |  | FALSE |  | FALSE |  | FALSE |  | FALSE |  | FALSE |  | FALSE |  | FALSE |  | FALSE |  | FALSE |  | FALSE |  | FALSE |  | FALSE |  | FALSE |  | FALSE | 0 | FALSE | 0 | TRUE | 1524 | FALSE | 0 | FALSE | 0 | FALSE | 0 | FALSE | 0 | FALSE | 0 | FALSE | 0 | FALSE | 0 | FALSE | 0 | FALSE | 0 | FALSE | 0 | FALSE | 0 | FALSE | 0 | FALSE | 0 | FALSE | 0 | FALSE | 0 | FALSE | 0 | FALSE | 0 | FALSE | 0 | FALSE | 0 | FALSE | 0
50 |  | 0 | 3186 | FALSE |  | FALSE |  | FALSE |  | FALSE |  | FALSE |  | FALSE |  | FALSE |  | FALSE |  | FALSE |  | FALSE |  | FALSE |  | FALSE |  | FALSE |  | FALSE |  | FALSE |  | FALSE |  | FALSE |  | FALSE |  | FALSE |  | FALSE |  | FALSE |  | FALSE |  | FALSE |  | FALSE |  | FALSE |  | FALSE |  | FALSE |  | FALSE |  | FALSE | 0 | FALSE | 0 | TRUE | 1524 | FALSE | 0 | FALSE | 0 | FALSE | 0 | FALSE | 0 | FALSE | 0 | FALSE | 0 | FALSE | 0 | FALSE | 0 | FALSE | 0 | FALSE | 0 | FALSE | 0 | FALSE | 0 | FALSE | 0 | FALSE | 0 | FALSE | 0 | FALSE | 0 | FALSE | 0 | FALSE | 0 | FALSE | 0 | FALSE | 0
50 |  | 0 | 3185 | FALSE |  | FALSE |  | FALSE |  | FALSE |  | FALSE |  | FALSE |  | FALSE |  | FALSE |  | FALSE |  | FALSE |  | FALSE |  | FALSE |  | FALSE |  | FALSE |  | FALSE |  | FALSE |  | FALSE |  | FALSE |  | FALSE |  | FALSE |  | FALSE |  | FALSE |  | FALSE |  | FALSE |  | FALSE |  | FALSE |  | FALSE |  | FALSE |  | FALSE | 0 | FALSE | 0 | TRUE | 1524 | FALSE | 0 | FALSE | 0 | FALSE | 0 | FALSE | 0 | FALSE | 0 | FALSE | 0 | FALSE | 0 | FALSE | 0 | FALSE | 0 | FALSE | 0 | FALSE | 0 | FALSE | 0 | FALSE | 0 | FALSE | 0 | FALSE | 0 | FALSE | 0 | FALSE | 0 | FALSE | 0 | FALSE | 0 | FALSE | 0
50 |  | 0 | 3184 | FALSE |  | FALSE |  | FALSE |  | FALSE |  | FALSE |  | FALSE |  | FALSE |  | FALSE |  | FALSE |  | FALSE |  | FALSE |  | FALSE |  | FALSE |  | FALSE |  | FALSE |  | FALSE |  | FALSE |  | FALSE |  | FALSE |  | FALSE |  | FALSE |  | FALSE |  | FALSE |  | FALSE |  | FALSE |  | FALSE |  | FALSE |  | FALSE |  | FALSE | 0 | FALSE | 0 | TRUE | 1524 | FALSE | 0 | FALSE | 0 | FALSE | 0 | FALSE | 0 | FALSE | 0 | FALSE | 0 | FALSE | 0 | FALSE | 0 | FALSE | 0 | FALSE | 0 | FALSE | 0 | FALSE | 0 | FALSE | 0 | FALSE | 0 | FALSE | 0 | FALSE | 0 | FALSE | 0 | FALSE | 0 | FALSE | 0 | FALSE | 0
50 |  | 0 | 3183 | FALSE |  | FALSE |  | FALSE |  | FALSE |  | FALSE |  | FALSE |  | FALSE |  | FALSE |  | FALSE |  | FALSE |  | FALSE |  | FALSE |  | FALSE |  | FALSE |  | FALSE |  | FALSE |  | FALSE |  | FALSE |  | FALSE |  | FALSE |  | FALSE |  | FALSE |  | FALSE |  | FALSE |  | FALSE |  | FALSE |  | FALSE |  | FALSE |  | FALSE | 0 | FALSE | 0 | TRUE | 1524 | FALSE | 0 | FALSE | 0 | FALSE | 0 | FALSE | 0 | FALSE | 0 | FALSE | 0 | FALSE | 0 | FALSE | 0 | FALSE | 0 | FALSE | 0 | FALSE | 0 | FALSE | 0 | FALSE | 0 | FALSE | 0 | FALSE | 0 | FALSE | 0 | FALSE | 0 | FALSE | 0 | FALSE | 0 | FALSE | 0
50 |  | 0 | 3182 | FALSE |  | FALSE |  | FALSE |  | FALSE |  | FALSE |  | FALSE |  | FALSE |  | FALSE |  | FALSE |  | FALSE |  | FALSE |  | FALSE |  | FALSE |  | FALSE |  | FALSE |  | FALSE |  | FALSE |  | FALSE |  | FALSE |  | FALSE |  | FALSE |  | FALSE |  | FALSE |  | FALSE |  | FALSE |  | FALSE |  | FALSE |  | FALSE |  | FALSE | 0 | FALSE | 0 | TRUE | 1524 | FALSE | 0 | FALSE | 0 | FALSE | 0 | FALSE | 0 | FALSE | 0 | FALSE | 0 | FALSE | 0 | FALSE | 0 | FALSE | 0 | FALSE | 0 | FALSE | 0 | FALSE | 0 | FALSE | 0 | FALSE | 0 | FALSE | 0 | FALSE | 0 | FALSE | 0 | FALSE | 0 | FALSE | 0 | FALSE | 0
50 |  | 0 | 3181 | FALSE |  | FALSE |  | FALSE |  | FALSE |  | FALSE |  | FALSE |  | FALSE |  | FALSE |  | FALSE |  | FALSE |  | FALSE |  | FALSE |  | FALSE |  | FALSE |  | FALSE |  | FALSE |  | FALSE |  | FALSE |  | FALSE |  | FALSE |  | FALSE |  | FALSE |  | FALSE |  | FALSE |  | FALSE |  | FALSE |  | FALSE |  | FALSE |  | FALSE | 0 | FALSE | 0 | TRUE | 1524 | FALSE | 0 | FALSE | 0 | FALSE | 0 | FALSE | 0 | FALSE | 0 | FALSE | 0 | FALSE | 0 | FALSE | 0 | FALSE | 0 | FALSE | 0 | FALSE | 0 | FALSE | 0 | FALSE | 0 | FALSE | 0 | FALSE | 0 | FALSE | 0 | FALSE | 0 | FALSE | 0 | FALSE | 0 | FALSE | 0
50 |  | 0 | 3180 | FALSE |  | FALSE |  | FALSE |  | FALSE |  | FALSE |  | FALSE |  | FALSE |  | FALSE |  | FALSE |  | FALSE |  | FALSE |  | FALSE |  | FALSE |  | FALSE |  | FALSE |  | FALSE |  | FALSE |  | FALSE |  | FALSE |  | FALSE |  | FALSE |  | FALSE |  | FALSE |  | FALSE |  | FALSE |  | FALSE |  | FALSE |  | FALSE |  | FALSE | 0 | FALSE | 0 | TRUE | 1524 | FALSE | 0 | FALSE | 0 | FALSE | 0 | FALSE | 0 | FALSE | 0 | FALSE | 0 | FALSE | 0 | FALSE | 0 | FALSE | 0 | FALSE | 0 | FALSE | 0 | FALSE | 0 | FALSE | 0 | FALSE | 0 | FALSE | 0 | FALSE | 0 | FALSE | 0 | FALSE | 0 | FALSE | 0 | FALSE | 0
50 |  | 0 | 3179 | FALSE |  | FALSE |  | FALSE |  | FALSE |  | FALSE |  | FALSE |  | FALSE |  | FALSE |  | FALSE |  | FALSE |  | FALSE |  | FALSE |  | FALSE |  | FALSE |  | FALSE |  | FALSE |  | FALSE |  | FALSE |  | FALSE |  | FALSE |  | FALSE |  | FALSE |  | FALSE |  | FALSE |  | FALSE |  | FALSE |  | FALSE |  | FALSE |  | FALSE | 0 | FALSE | 0 | TRUE | 1524 | FALSE | 0 | FALSE | 0 | FALSE | 0 | FALSE | 0 | FALSE | 0 | FALSE | 0 | FALSE | 0 | FALSE | 0 | FALSE | 0 | FALSE | 0 | FALSE | 0 | FALSE | 0 | FALSE | 0 | FALSE | 0 | FALSE | 0 | FALSE | 0 | FALSE | 0 | FALSE | 0 | FALSE | 0 | FALSE | 0
50 |  | 0 | 3178 | FALSE |  | FALSE |  | FALSE |  | FALSE |  | FALSE |  | FALSE |  | FALSE |  | FALSE |  | FALSE |  | FALSE |  | FALSE |  | FALSE |  | FALSE |  | FALSE |  | FALSE |  | FALSE |  | FALSE |  | FALSE |  | FALSE |  | FALSE |  | FALSE |  | FALSE |  | FALSE |  | FALSE |  | FALSE |  | FALSE |  | FALSE |  | FALSE |  | FALSE | 0 | FALSE | 0 | TRUE | 1524 | FALSE | 0 | FALSE | 0 | FALSE | 0 | FALSE | 0 | FALSE | 0 | FALSE | 0 | FALSE | 0 | FALSE | 0 | FALSE | 0 | FALSE | 0 | FALSE | 0 | FALSE | 0 | FALSE | 0 | FALSE | 0 | FALSE | 0 | FALSE | 0 | FALSE | 0 | FALSE | 0 | FALSE | 0 | FALSE | 0
50 |  | 0 | 3177 | FALSE |  | FALSE |  | FALSE |  | FALSE |  | FALSE |  | FALSE |  | FALSE |  | FALSE |  | FALSE |  | FALSE |  | FALSE |  | FALSE |  | FALSE |  | FALSE |  | FALSE |  | FALSE |  | FALSE |  | FALSE |  | FALSE |  | FALSE |  | FALSE |  | FALSE |  | FALSE |  | FALSE |  | FALSE |  | FALSE |  | FALSE |  | FALSE |  | FALSE | 0 | FALSE | 0 | TRUE | 1524 | FALSE | 0 | FALSE | 0 | FALSE | 0 | FALSE | 0 | FALSE | 0 | FALSE | 0 | FALSE | 0 | FALSE | 0 | FALSE | 0 | FALSE | 0 | FALSE | 0 | FALSE | 0 | FALSE | 0 | FALSE | 0 | FALSE | 0 | FALSE | 0 | FALSE | 0 | FALSE | 0 | FALSE | 0 | FALSE | 0
50 |  | 0 | 3176 | FALSE |  | FALSE |  | FALSE |  | FALSE |  | FALSE |  | FALSE |  | FALSE |  | FALSE |  | FALSE |  | FALSE |  | FALSE |  | FALSE |  | FALSE |  | FALSE |  | FALSE |  | FALSE |  | FALSE |  | FALSE |  | FALSE |  | FALSE |  | FALSE |  | FALSE |  | FALSE |  | FALSE |  | FALSE |  | FALSE |  | FALSE |  | FALSE |  | FALSE | 0 | FALSE | 0 | TRUE | 1524 | FALSE | 0 | FALSE | 0 | FALSE | 0 | FALSE | 0 | FALSE | 0 | FALSE | 0 | FALSE | 0 | FALSE | 0 | FALSE | 0 | FALSE | 0 | FALSE | 0 | FALSE | 0 | FALSE | 0 | FALSE | 0 | FALSE | 0 | FALSE | 0 | FALSE | 0 | FALSE | 0 | FALSE | 0 | FALSE | 0
50 |  | 0 | 3175 | FALSE |  | FALSE |  | FALSE |  | FALSE |  | FALSE |  | FALSE |  | FALSE |  | FALSE |  | FALSE |  | FALSE |  | FALSE |  | FALSE |  | FALSE |  | FALSE |  | FALSE |  | FALSE |  | FALSE |  | FALSE |  | FALSE |  | FALSE |  | FALSE |  | FALSE |  | FALSE |  | FALSE |  | FALSE |  | FALSE |  | FALSE |  | FALSE |  | FALSE | 0 | FALSE | 0 | TRUE | 1524 | FALSE | 0 | FALSE | 0 | FALSE | 0 | FALSE | 0 | FALSE | 0 | FALSE | 0 | FALSE | 0 | FALSE | 0 | FALSE | 0 | FALSE | 0 | FALSE | 0 | FALSE | 0 | FALSE | 0 | FALSE | 0 | FALSE | 0 | FALSE | 0 | FALSE | 0 | FALSE | 0 | FALSE | 0 | FALSE | 0
50 |  | 0 | 3174 | FALSE |  | FALSE |  | FALSE |  | FALSE |  | FALSE |  | FALSE |  | FALSE |  | FALSE |  | FALSE |  | FALSE |  | FALSE |  | FALSE |  | FALSE |  | FALSE |  | FALSE |  | FALSE |  | FALSE |  | FALSE |  | FALSE |  | FALSE |  | FALSE |  | FALSE |  | FALSE |  | FALSE |  | FALSE |  | FALSE |  | FALSE |  | FALSE |  | FALSE | 0 | FALSE | 0 | TRUE | 1524 | FALSE | 0 | FALSE | 0 | FALSE | 0 | FALSE | 0 | FALSE | 0 | FALSE | 0 | FALSE | 0 | FALSE | 0 | FALSE | 0 | FALSE | 0 | FALSE | 0 | FALSE | 0 | FALSE | 0 | FALSE | 0 | FALSE | 0 | FALSE | 0 | FALSE | 0 | FALSE | 0 | FALSE | 0 | FALSE | 0
50 |  | 0 | 3173 | FALSE |  | FALSE |  | FALSE |  | FALSE |  | FALSE |  | FALSE |  | FALSE |  | FALSE |  | FALSE |  | FALSE |  | FALSE |  | FALSE |  | FALSE |  | FALSE |  | FALSE |  | FALSE |  | FALSE |  | FALSE |  | FALSE |  | FALSE |  | FALSE |  | FALSE |  | FALSE |  | FALSE |  | FALSE |  | FALSE |  | FALSE |  | FALSE |  | FALSE | 0 | FALSE | 0 | TRUE | 1524 | FALSE | 0 | FALSE | 0 | FALSE | 0 | FALSE | 0 | FALSE | 0 | FALSE | 0 | FALSE | 0 | FALSE | 0 | FALSE | 0 | FALSE | 0 | FALSE | 0 | FALSE | 0 | FALSE | 0 | FALSE | 0 | FALSE | 0 | FALSE | 0 | FALSE | 0 | FALSE | 0 | FALSE | 0 | FALSE | 0
50 |  | 0 | 3172 | FALSE |  | FALSE |  | FALSE |  | FALSE |  | FALSE |  | FALSE |  | FALSE |  | FALSE |  | FALSE |  | FALSE |  | FALSE |  | FALSE |  | FALSE |  | FALSE |  | FALSE |  | FALSE |  | FALSE |  | FALSE |  | FALSE |  | FALSE |  | FALSE |  | FALSE |  | FALSE |  | FALSE |  | FALSE |  | FALSE |  | FALSE |  | FALSE |  | FALSE | 0 | FALSE | 0 | TRUE | 1524 | FALSE | 0 | FALSE | 0 | FALSE | 0 | FALSE | 0 | FALSE | 0 | FALSE | 0 | FALSE | 0 | FALSE | 0 | FALSE | 0 | FALSE | 0 | FALSE | 0 | FALSE | 0 | FALSE | 0 | FALSE | 0 | FALSE | 0 | FALSE | 0 | FALSE | 0 | FALSE | 0 | FALSE | 0 | FALSE | 0
50 |  | 0 | 3171 | FALSE |  | FALSE |  | FALSE |  | FALSE |  | FALSE |  | FALSE |  | FALSE |  | FALSE |  | FALSE |  | FALSE |  | FALSE |  | FALSE |  | FALSE |  | FALSE |  | FALSE |  | FALSE |  | FALSE |  | FALSE |  | FALSE |  | FALSE |  | FALSE |  | FALSE |  | FALSE |  | FALSE |  | FALSE |  | FALSE |  | FALSE |  | FALSE |  | FALSE | 0 | FALSE | 0 | TRUE | 1524 | FALSE | 0 | FALSE | 0 | FALSE | 0 | FALSE | 0 | FALSE | 0 | FALSE | 0 | FALSE | 0 | FALSE | 0 | FALSE | 0 | FALSE | 0 | FALSE | 0 | FALSE | 0 | FALSE | 0 | FALSE | 0 | FALSE | 0 | FALSE | 0 | FALSE | 0 | FALSE | 0 | FALSE | 0 | FALSE | 0
50 |  | 0 | 3170 | FALSE |  | FALSE |  | FALSE |  | FALSE |  | FALSE |  | FALSE |  | FALSE |  | FALSE |  | FALSE |  | FALSE |  | FALSE |  | FALSE |  | FALSE |  | FALSE |  | FALSE |  | FALSE |  | FALSE |  | FALSE |  | FALSE |  | FALSE |  | FALSE |  | FALSE |  | FALSE |  | FALSE |  | FALSE |  | FALSE |  | FALSE |  | FALSE |  | FALSE | 0 | FALSE | 0 | TRUE | 1524 | FALSE | 0 | FALSE | 0 | FALSE | 0 | FALSE | 0 | FALSE | 0 | FALSE | 0 | FALSE | 0 | FALSE | 0 | FALSE | 0 | FALSE | 0 | FALSE | 0 | FALSE | 0 | FALSE | 0 | FALSE | 0 | FALSE | 0 | FALSE | 0 | FALSE | 0 | FALSE | 0 | FALSE | 0 | FALSE | 0
50 |  | 0 | 3169 | FALSE |  | FALSE |  | FALSE |  | FALSE |  | FALSE |  | FALSE |  | FALSE |  | FALSE |  | FALSE |  | FALSE |  | FALSE |  | FALSE |  | FALSE |  | FALSE |  | FALSE |  | FALSE |  | FALSE |  | FALSE |  | FALSE |  | FALSE |  | FALSE |  | FALSE |  | FALSE |  | FALSE |  | FALSE |  | FALSE |  | FALSE |  | FALSE |  | FALSE | 0 | FALSE | 0 | TRUE | 1524 | FALSE | 0 | FALSE | 0 | FALSE | 0 | FALSE | 0 | FALSE | 0 | FALSE | 0 | FALSE | 0 | FALSE | 0 | FALSE | 0 | FALSE | 0 | FALSE | 0 | FALSE | 0 | FALSE | 0 | FALSE | 0 | FALSE | 0 | FALSE | 0 | FALSE | 0 | FALSE | 0 | FALSE | 0 | FALSE | 0
50 |  | 0 | 3168 | FALSE |  | FALSE |  | FALSE |  | FALSE |  | FALSE |  | FALSE |  | FALSE |  | FALSE |  | FALSE |  | FALSE |  | FALSE |  | FALSE |  | FALSE |  | FALSE |  | FALSE |  | FALSE |  | FALSE |  | FALSE |  | FALSE |  | FALSE |  | FALSE |  | FALSE |  | FALSE |  | FALSE |  | FALSE |  | FALSE |  | FALSE |  | FALSE |  | FALSE | 0 | FALSE | 0 | TRUE | 1524 | FALSE | 0 | FALSE | 0 | FALSE | 0 | FALSE | 0 | FALSE | 0 | FALSE | 0 | FALSE | 0 | FALSE | 0 | FALSE | 0 | FALSE | 0 | FALSE | 0 | FALSE | 0 | FALSE | 0 | FALSE | 0 | FALSE | 0 | FALSE | 0 | FALSE | 0 | FALSE | 0 | FALSE | 0 | FALSE | 0
50 |  | 0 | 3167 | FALSE |  | FALSE |  | FALSE |  | FALSE |  | FALSE |  | FALSE |  | FALSE |  | FALSE |  | FALSE |  | FALSE |  | FALSE |  | FALSE |  | FALSE |  | FALSE |  | FALSE |  | FALSE |  | FALSE |  | FALSE |  | FALSE |  | FALSE |  | FALSE |  | FALSE |  | FALSE |  | FALSE |  | FALSE |  | FALSE |  | FALSE |  | FALSE |  | FALSE | 0 | FALSE | 0 | TRUE | 1524 | FALSE | 0 | FALSE | 0 | FALSE | 0 | FALSE | 0 | FALSE | 0 | FALSE | 0 | FALSE | 0 | FALSE | 0 | FALSE | 0 | FALSE | 0 | FALSE | 0 | FALSE | 0 | FALSE | 0 | FALSE | 0 | FALSE | 0 | FALSE | 0 | FALSE | 0 | FALSE | 0 | FALSE | 0 | FALSE | 0
50 |  | 0 | 3166 | FALSE |  | FALSE |  | FALSE |  | FALSE |  | FALSE |  | FALSE |  | FALSE |  | FALSE |  | FALSE |  | FALSE |  | FALSE |  | FALSE |  | FALSE |  | FALSE |  | FALSE |  | FALSE |  | FALSE |  | FALSE |  | FALSE |  | FALSE |  | FALSE |  | FALSE |  | FALSE |  | FALSE |  | FALSE |  | FALSE |  | FALSE |  | FALSE |  | FALSE | 0 | FALSE | 0 | TRUE | 1524 | FALSE | 0 | FALSE | 0 | FALSE | 0 | FALSE | 0 | FALSE | 0 | FALSE | 0 | FALSE | 0 | FALSE | 0 | FALSE | 0 | FALSE | 0 | FALSE | 0 | FALSE | 0 | FALSE | 0 | FALSE | 0 | FALSE | 0 | FALSE | 0 | FALSE | 0 | FALSE | 0 | FALSE | 0 | FALSE | 0
50 |  | 0 | 3165 | FALSE |  | FALSE |  | FALSE |  | FALSE |  | FALSE |  | FALSE |  | FALSE |  | FALSE |  | FALSE |  | FALSE |  | FALSE |  | FALSE |  | FALSE |  | FALSE |  | FALSE |  | FALSE |  | FALSE |  | FALSE |  | FALSE |  | FALSE |  | FALSE |  | FALSE |  | FALSE |  | FALSE |  | FALSE |  | FALSE |  | FALSE |  | FALSE |  | FALSE | 0 | FALSE | 0 | TRUE | 1524 | FALSE | 0 | FALSE | 0 | FALSE | 0 | FALSE | 0 | FALSE | 0 | FALSE | 0 | FALSE | 0 | FALSE | 0 | FALSE | 0 | FALSE | 0 | FALSE | 0 | FALSE | 0 | FALSE | 0 | FALSE | 0 | FALSE | 0 | FALSE | 0 | FALSE | 0 | FALSE | 0 | FALSE | 0 | FALSE | 0
50 |  | 0 | 3164 | FALSE |  | FALSE |  | FALSE |  | FALSE |  | FALSE |  | FALSE |  | FALSE |  | FALSE |  | FALSE |  | FALSE |  | FALSE |  | FALSE |  | FALSE |  | FALSE |  | FALSE |  | FALSE |  | FALSE |  | FALSE |  | FALSE |  | FALSE |  | FALSE |  | FALSE |  | FALSE |  | FALSE |  | FALSE |  | FALSE |  | FALSE |  | FALSE |  | FALSE | 0 | FALSE | 0 | TRUE | 1524 | FALSE | 0 | FALSE | 0 | FALSE | 0 | FALSE | 0 | FALSE | 0 | FALSE | 0 | FALSE | 0 | FALSE | 0 | FALSE | 0 | FALSE | 0 | FALSE | 0 | FALSE | 0 | FALSE | 0 | FALSE | 0 | FALSE | 0 | FALSE | 0 | FALSE | 0 | FALSE | 0 | FALSE | 0 | FALSE | 0
50 |  | 0 | 3163 | FALSE |  | FALSE |  | FALSE |  | FALSE |  | FALSE |  | FALSE |  | FALSE |  | FALSE |  | FALSE |  | FALSE |  | FALSE |  | FALSE |  | FALSE |  | FALSE |  | FALSE |  | FALSE |  | FALSE |  | FALSE |  | FALSE |  | FALSE |  | FALSE |  | FALSE |  | FALSE |  | FALSE |  | FALSE |  | FALSE |  | FALSE |  | FALSE |  | FALSE | 0 | FALSE | 0 | TRUE | 1524 | FALSE | 0 | FALSE | 0 | FALSE | 0 | FALSE | 0 | FALSE | 0 | FALSE | 0 | FALSE | 0 | FALSE | 0 | FALSE | 0 | FALSE | 0 | FALSE | 0 | FALSE | 0 | FALSE | 0 | FALSE | 0 | FALSE | 0 | FALSE | 0 | FALSE | 0 | FALSE | 0 | FALSE | 0 | FALSE | 0
50 |  | 0 | 3162 | FALSE |  | FALSE |  | FALSE |  | FALSE |  | FALSE |  | FALSE |  | FALSE |  | FALSE |  | FALSE |  | FALSE |  | FALSE |  | FALSE |  | FALSE |  | FALSE |  | FALSE |  | FALSE |  | FALSE |  | FALSE |  | FALSE |  | FALSE |  | FALSE |  | FALSE |  | FALSE |  | FALSE |  | FALSE |  | FALSE |  | FALSE |  | FALSE |  | FALSE | 0 | FALSE | 0 | TRUE | 1524 | FALSE | 0 | FALSE | 0 | FALSE | 0 | FALSE | 0 | FALSE | 0 | FALSE | 0 | FALSE | 0 | FALSE | 0 | FALSE | 0 | FALSE | 0 | FALSE | 0 | FALSE | 0 | FALSE | 0 | FALSE | 0 | FALSE | 0 | FALSE | 0 | FALSE | 0 | FALSE | 0 | FALSE | 0 | FALSE | 0
50 |  | 0 | 3161 | FALSE |  | FALSE |  | FALSE |  | FALSE |  | FALSE |  | FALSE |  | FALSE |  | FALSE |  | FALSE |  | FALSE |  | FALSE |  | FALSE |  | FALSE |  | FALSE |  | FALSE |  | FALSE |  | FALSE |  | FALSE |  | FALSE |  | FALSE |  | FALSE |  | FALSE |  | FALSE |  | FALSE |  | FALSE |  | FALSE |  | FALSE |  | FALSE |  | FALSE | 0 | FALSE | 0 | TRUE | 1524 | FALSE | 0 | FALSE | 0 | FALSE | 0 | FALSE | 0 | FALSE | 0 | FALSE | 0 | FALSE | 0 | FALSE | 0 | FALSE | 0 | FALSE | 0 | FALSE | 0 | FALSE | 0 | FALSE | 0 | FALSE | 0 | FALSE | 0 | FALSE | 0 | FALSE | 0 | FALSE | 0 | FALSE | 0 | FALSE | 0
50 |  | 0 | 3160 | FALSE |  | FALSE |  | FALSE |  | FALSE |  | FALSE |  | FALSE |  | FALSE |  | FALSE |  | FALSE |  | FALSE |  | FALSE |  | FALSE |  | FALSE |  | FALSE |  | FALSE |  | FALSE |  | FALSE |  | FALSE |  | FALSE |  | FALSE |  | FALSE |  | FALSE |  | FALSE |  | FALSE |  | FALSE |  | FALSE |  | FALSE |  | FALSE |  | FALSE | 0 | FALSE | 0 | TRUE | 1524 | FALSE | 0 | FALSE | 0 | FALSE | 0 | FALSE | 0 | FALSE | 0 | FALSE | 0 | FALSE | 0 | FALSE | 0 | FALSE | 0 | FALSE | 0 | FALSE | 0 | FALSE | 0 | FALSE | 0 | FALSE | 0 | FALSE | 0 | FALSE | 0 | FALSE | 0 | FALSE | 0 | FALSE | 0 | FALSE | 0
50 |  | 0 | 3159 | FALSE |  | FALSE |  | FALSE |  | FALSE |  | FALSE |  | FALSE |  | FALSE |  | FALSE |  | FALSE |  | FALSE |  | FALSE |  | FALSE |  | FALSE |  | FALSE |  | FALSE |  | FALSE |  | FALSE |  | FALSE |  | FALSE |  | FALSE |  | FALSE |  | FALSE |  | FALSE |  | FALSE |  | FALSE |  | FALSE |  | FALSE |  | FALSE |  | FALSE | 0 | FALSE | 0 | TRUE | 1524 | FALSE | 0 | FALSE | 0 | FALSE | 0 | FALSE | 0 | FALSE | 0 | FALSE | 0 | FALSE | 0 | FALSE | 0 | FALSE | 0 | FALSE | 0 | FALSE | 0 | FALSE | 0 | FALSE | 0 | FALSE | 0 | FALSE | 0 | FALSE | 0 | FALSE | 0 | FALSE | 0 | FALSE | 0 | FALSE | 0
50 |  | 0 | 3158 | FALSE |  | FALSE |  | FALSE |  | FALSE |  | FALSE |  | FALSE |  | FALSE |  | FALSE |  | FALSE |  | FALSE |  | FALSE |  | FALSE |  | FALSE |  | FALSE |  | FALSE |  | FALSE |  | FALSE |  | FALSE |  | FALSE |  | FALSE |  | FALSE |  | FALSE |  | FALSE |  | FALSE |  | FALSE |  | FALSE |  | FALSE |  | FALSE |  | FALSE | 0 | FALSE | 0 | TRUE | 1524 | FALSE | 0 | FALSE | 0 | FALSE | 0 | FALSE | 0 | FALSE | 0 | FALSE | 0 | FALSE | 0 | FALSE | 0 | FALSE | 0 | FALSE | 0 | FALSE | 0 | FALSE | 0 | FALSE | 0 | FALSE | 0 | FALSE | 0 | FALSE | 0 | FALSE | 0 | FALSE | 0 | FALSE | 0 | FALSE | 0
50 |  | 0 | 3157 | FALSE |  | FALSE |  | FALSE |  | FALSE |  | FALSE |  | FALSE |  | FALSE |  | FALSE |  | FALSE |  | FALSE |  | FALSE |  | FALSE |  | FALSE |  | FALSE |  | FALSE |  | FALSE |  | FALSE |  | FALSE |  | FALSE |  | FALSE |  | FALSE |  | FALSE |  | FALSE |  | FALSE |  | FALSE |  | FALSE |  | FALSE |  | FALSE |  | FALSE | 0 | FALSE | 0 | TRUE | 1524 | FALSE | 0 | FALSE | 0 | FALSE | 0 | FALSE | 0 | FALSE | 0 | FALSE | 0 | FALSE | 0 | FALSE | 0 | FALSE | 0 | FALSE | 0 | FALSE | 0 | FALSE | 0 | FALSE | 0 | FALSE | 0 | FALSE | 0 | FALSE | 0 | FALSE | 0 | FALSE | 0 | FALSE | 0 | FALSE | 0
50 |  | 0 | 3156 | FALSE |  | FALSE |  | FALSE |  | FALSE |  | FALSE |  | FALSE |  | FALSE |  | FALSE |  | FALSE |  | FALSE |  | FALSE |  | FALSE |  | FALSE |  | FALSE |  | FALSE |  | FALSE |  | FALSE |  | FALSE |  | FALSE |  | FALSE |  | FALSE |  | FALSE |  | FALSE |  | FALSE |  | FALSE |  | FALSE |  | FALSE |  | FALSE |  | FALSE | 0 | FALSE | 0 | TRUE | 1524 | FALSE | 0 | FALSE | 0 | FALSE | 0 | FALSE | 0 | FALSE | 0 | FALSE | 0 | FALSE | 0 | FALSE | 0 | FALSE | 0 | FALSE | 0 | FALSE | 0 | FALSE | 0 | FALSE | 0 | FALSE | 0 | FALSE | 0 | FALSE | 0 | FALSE | 0 | FALSE | 0 | FALSE | 0 | FALSE | 0
50 |  | 0 | 3155 | FALSE |  | FALSE |  | FALSE |  | FALSE |  | FALSE |  | FALSE |  | FALSE |  | FALSE |  | FALSE |  | FALSE |  | FALSE |  | FALSE |  | FALSE |  | FALSE |  | FALSE |  | FALSE |  | FALSE |  | FALSE |  | FALSE |  | FALSE |  | FALSE |  | FALSE |  | FALSE |  | FALSE |  | FALSE |  | FALSE |  | FALSE |  | FALSE |  | FALSE | 0 | FALSE | 0 | TRUE | 1524 | FALSE | 0 | FALSE | 0 | FALSE | 0 | FALSE | 0 | FALSE | 0 | FALSE | 0 | FALSE | 0 | FALSE | 0 | FALSE | 0 | FALSE | 0 | FALSE | 0 | FALSE | 0 | FALSE | 0 | FALSE | 0 | FALSE | 0 | FALSE | 0 | FALSE | 0 | FALSE | 0 | FALSE | 0 | FALSE | 0
50 |  | 0 | 3154 | FALSE |  | FALSE |  | FALSE |  | FALSE |  | FALSE |  | FALSE |  | FALSE |  | FALSE |  | FALSE |  | FALSE |  | FALSE |  | FALSE |  | FALSE |  | FALSE |  | FALSE |  | FALSE |  | FALSE |  | FALSE |  | FALSE |  | FALSE |  | FALSE |  | FALSE |  | FALSE |  | FALSE |  | FALSE |  | FALSE |  | FALSE |  | FALSE |  | FALSE | 0 | FALSE | 0 | TRUE | 1524 | FALSE | 0 | FALSE | 0 | FALSE | 0 | FALSE | 0 | FALSE | 0 | FALSE | 0 | FALSE | 0 | FALSE | 0 | FALSE | 0 | FALSE | 0 | FALSE | 0 | FALSE | 0 | FALSE | 0 | FALSE | 0 | FALSE | 0 | FALSE | 0 | FALSE | 0 | FALSE | 0 | FALSE | 0 | FALSE | 0
50 |  | 0 | 3153 | FALSE |  | FALSE |  | FALSE |  | FALSE |  | FALSE |  | FALSE |  | FALSE |  | FALSE |  | FALSE |  | FALSE |  | FALSE |  | FALSE |  | FALSE |  | FALSE |  | FALSE |  | FALSE |  | FALSE |  | FALSE |  | FALSE |  | FALSE |  | FALSE |  | FALSE |  | FALSE |  | FALSE |  | FALSE |  | FALSE |  | FALSE |  | FALSE |  | FALSE | 0 | FALSE | 0 | TRUE | 1524 | FALSE | 0 | FALSE | 0 | FALSE | 0 | FALSE | 0 | FALSE | 0 | FALSE | 0 | FALSE | 0 | FALSE | 0 | FALSE | 0 | FALSE | 0 | FALSE | 0 | FALSE | 0 | FALSE | 0 | FALSE | 0 | FALSE | 0 | FALSE | 0 | FALSE | 0 | FALSE | 0 | FALSE | 0 | FALSE | 0
50 |  | 0 | 3152 | FALSE |  | FALSE |  | FALSE |  | FALSE |  | FALSE |  | FALSE |  | FALSE |  | FALSE |  | FALSE |  | FALSE |  | FALSE |  | FALSE |  | FALSE |  | FALSE |  | FALSE |  | FALSE |  | FALSE |  | FALSE |  | FALSE |  | FALSE |  | FALSE |  | FALSE |  | FALSE |  | FALSE |  | FALSE |  | FALSE |  | FALSE |  | FALSE |  | FALSE | 0 | FALSE | 0 | TRUE | 1524 | FALSE | 0 | FALSE | 0 | FALSE | 0 | FALSE | 0 | FALSE | 0 | FALSE | 0 | FALSE | 0 | FALSE | 0 | FALSE | 0 | FALSE | 0 | FALSE | 0 | FALSE | 0 | FALSE | 0 | FALSE | 0 | FALSE | 0 | FALSE | 0 | FALSE | 0 | FALSE | 0 | FALSE | 0 | FALSE | 0
50 |  | 0 | 3151 | FALSE |  | FALSE |  | FALSE |  | FALSE |  | FALSE |  | FALSE |  | FALSE |  | FALSE |  | FALSE |  | FALSE |  | FALSE |  | FALSE |  | FALSE |  | FALSE |  | FALSE |  | FALSE |  | FALSE |  | FALSE |  | FALSE |  | FALSE |  | FALSE |  | FALSE |  | FALSE |  | FALSE |  | FALSE |  | FALSE |  | FALSE |  | FALSE |  | FALSE | 0 | FALSE | 0 | TRUE | 1524 | FALSE | 0 | FALSE | 0 | FALSE | 0 | FALSE | 0 | FALSE | 0 | FALSE | 0 | FALSE | 0 | FALSE | 0 | FALSE | 0 | FALSE | 0 | FALSE | 0 | FALSE | 0 | FALSE | 0 | FALSE | 0 | FALSE | 0 | FALSE | 0 | FALSE | 0 | FALSE | 0 | FALSE | 0 | FALSE | 0
50 |  | 0 | 3150 | FALSE |  | FALSE |  | FALSE |  | FALSE |  | FALSE |  | FALSE |  | FALSE |  | FALSE |  | FALSE |  | FALSE |  | FALSE |  | FALSE |  | FALSE |  | FALSE |  | FALSE |  | FALSE |  | FALSE |  | FALSE |  | FALSE |  | FALSE |  | FALSE |  | FALSE |  | FALSE |  | FALSE |  | FALSE |  | FALSE |  | FALSE |  | FALSE |  | FALSE | 0 | FALSE | 0 | TRUE | 1524 | FALSE | 0 | FALSE | 0 | FALSE | 0 | FALSE | 0 | FALSE | 0 | FALSE | 0 | FALSE | 0 | FALSE | 0 | FALSE | 0 | FALSE | 0 | FALSE | 0 | FALSE | 0 | FALSE | 0 | FALSE | 0 | FALSE | 0 | FALSE | 0 | FALSE | 0 | FALSE | 0 | FALSE | 0 | FALSE | 0
50 |  | 0 | 3149 | FALSE |  | FALSE |  | FALSE |  | FALSE |  | FALSE |  | FALSE |  | FALSE |  | FALSE |  | FALSE |  | FALSE |  | FALSE |  | FALSE |  | FALSE |  | FALSE |  | FALSE |  | FALSE |  | FALSE |  | FALSE |  | FALSE |  | FALSE |  | FALSE |  | FALSE |  | FALSE |  | FALSE |  | FALSE |  | FALSE |  | FALSE |  | FALSE |  | FALSE | 0 | FALSE | 0 | TRUE | 1524 | FALSE | 0 | FALSE | 0 | FALSE | 0 | FALSE | 0 | FALSE | 0 | FALSE | 0 | FALSE | 0 | FALSE | 0 | FALSE | 0 | FALSE | 0 | FALSE | 0 | FALSE | 0 | FALSE | 0 | FALSE | 0 | FALSE | 0 | FALSE | 0 | FALSE | 0 | FALSE | 0 | FALSE | 0 | FALSE | 0
50 |  | 0 | 3148 | FALSE |  | FALSE |  | FALSE |  | FALSE |  | FALSE |  | FALSE |  | FALSE |  | FALSE |  | FALSE |  | FALSE |  | FALSE |  | FALSE |  | FALSE |  | FALSE |  | FALSE |  | FALSE |  | FALSE |  | FALSE |  | FALSE |  | FALSE |  | FALSE |  | FALSE |  | FALSE |  | FALSE |  | FALSE |  | FALSE |  | FALSE |  | FALSE |  | FALSE | 0 | FALSE | 0 | TRUE | 1524 | FALSE | 0 | FALSE | 0 | FALSE | 0 | FALSE | 0 | FALSE | 0 | FALSE | 0 | FALSE | 0 | FALSE | 0 | FALSE | 0 | FALSE | 0 | FALSE | 0 | FALSE | 0 | FALSE | 0 | FALSE | 0 | FALSE | 0 | FALSE | 0 | FALSE | 0 | FALSE | 0 | FALSE | 0 | FALSE | 0
50 |  | 0 | 3147 | FALSE |  | FALSE |  | FALSE |  | FALSE |  | FALSE |  | FALSE |  | FALSE |  | FALSE |  | FALSE |  | FALSE |  | FALSE |  | FALSE |  | FALSE |  | FALSE |  | FALSE |  | FALSE |  | FALSE |  | FALSE |  | FALSE |  | FALSE |  | FALSE |  | FALSE |  | FALSE |  | FALSE |  | FALSE |  | FALSE |  | FALSE |  | FALSE |  | FALSE | 0 | FALSE | 0 | TRUE | 1524 | FALSE | 0 | FALSE | 0 | FALSE | 0 | FALSE | 0 | FALSE | 0 | FALSE | 0 | FALSE | 0 | FALSE | 0 | FALSE | 0 | FALSE | 0 | FALSE | 0 | FALSE | 0 | FALSE | 0 | FALSE | 0 | FALSE | 0 | FALSE | 0 | FALSE | 0 | FALSE | 0 | FALSE | 0 | FALSE | 0
50 |  | 0 | 3146 | FALSE |  | FALSE |  | FALSE |  | FALSE |  | FALSE |  | FALSE |  | FALSE |  | FALSE |  | FALSE |  | FALSE |  | FALSE |  | FALSE |  | FALSE |  | FALSE |  | FALSE |  | FALSE |  | FALSE |  | FALSE |  | FALSE |  | FALSE |  | FALSE |  | FALSE |  | FALSE |  | FALSE |  | FALSE |  | FALSE |  | FALSE |  | FALSE |  | FALSE | 0 | FALSE | 0 | TRUE | 1524 | FALSE | 0 | FALSE | 0 | FALSE | 0 | FALSE | 0 | FALSE | 0 | FALSE | 0 | FALSE | 0 | FALSE | 0 | FALSE | 0 | FALSE | 0 | FALSE | 0 | FALSE | 0 | FALSE | 0 | FALSE | 0 | FALSE | 0 | FALSE | 0 | FALSE | 0 | FALSE | 0 | FALSE | 0 | FALSE | 0
50 |  | 0 | 3145 | FALSE |  | FALSE |  | FALSE |  | FALSE |  | FALSE |  | FALSE |  | FALSE |  | FALSE |  | FALSE |  | FALSE |  | FALSE |  | FALSE |  | FALSE |  | FALSE |  | FALSE |  | FALSE |  | FALSE |  | FALSE |  | FALSE |  | FALSE |  | FALSE |  | FALSE |  | FALSE |  | FALSE |  | FALSE |  | FALSE |  | FALSE |  | FALSE |  | FALSE | 0 | FALSE | 0 | TRUE | 1524 | FALSE | 0 | FALSE | 0 | FALSE | 0 | FALSE | 0 | FALSE | 0 | FALSE | 0 | FALSE | 0 | FALSE | 0 | FALSE | 0 | FALSE | 0 | FALSE | 0 | FALSE | 0 | FALSE | 0 | FALSE | 0 | FALSE | 0 | FALSE | 0 | FALSE | 0 | FALSE | 0 | FALSE | 0 | FALSE | 0
50 |  | 0 | 3144 | FALSE |  | FALSE |  | FALSE |  | FALSE |  | FALSE |  | FALSE |  | FALSE |  | FALSE |  | FALSE |  | FALSE |  | FALSE |  | FALSE |  | FALSE |  | FALSE |  | FALSE |  | FALSE |  | FALSE |  | FALSE |  | FALSE |  | FALSE |  | FALSE |  | FALSE |  | FALSE |  | FALSE |  | FALSE |  | FALSE |  | FALSE |  | FALSE |  | FALSE | 0 | FALSE | 0 | TRUE | 1524 | FALSE | 0 | FALSE | 0 | FALSE | 0 | FALSE | 0 | FALSE | 0 | FALSE | 0 | FALSE | 0 | FALSE | 0 | FALSE | 0 | FALSE | 0 | FALSE | 0 | FALSE | 0 | FALSE | 0 | FALSE | 0 | FALSE | 0 | FALSE | 0 | FALSE | 0 | FALSE | 0 | FALSE | 0 | FALSE | 0
50 |  | 0 | 3143 | FALSE |  | FALSE |  | FALSE |  | FALSE |  | FALSE |  | FALSE |  | FALSE |  | FALSE |  | FALSE |  | FALSE |  | FALSE |  | FALSE |  | FALSE |  | FALSE |  | FALSE |  | FALSE |  | FALSE |  | FALSE |  | FALSE |  | FALSE |  | FALSE |  | FALSE |  | FALSE |  | FALSE |  | FALSE |  | FALSE |  | FALSE |  | FALSE |  | FALSE | 0 | FALSE | 0 | TRUE | 1524 | FALSE | 0 | FALSE | 0 | FALSE | 0 | FALSE | 0 | FALSE | 0 | FALSE | 0 | FALSE | 0 | FALSE | 0 | FALSE | 0 | FALSE | 0 | FALSE | 0 | FALSE | 0 | FALSE | 0 | FALSE | 0 | FALSE | 0 | FALSE | 0 | FALSE | 0 | FALSE | 0 | FALSE | 0 | FALSE | 0
50 |  | 0 | 3142 | FALSE |  | FALSE |  | FALSE |  | FALSE |  | FALSE |  | FALSE |  | FALSE |  | FALSE |  | FALSE |  | FALSE |  | FALSE |  | FALSE |  | FALSE |  | FALSE |  | FALSE |  | FALSE |  | FALSE |  | FALSE |  | FALSE |  | FALSE |  | FALSE |  | FALSE |  | FALSE |  | FALSE |  | FALSE |  | FALSE |  | FALSE |  | FALSE |  | FALSE | 0 | FALSE | 0 | TRUE | 1524 | FALSE | 0 | FALSE | 0 | FALSE | 0 | FALSE | 0 | FALSE | 0 | FALSE | 0 | FALSE | 0 | FALSE | 0 | FALSE | 0 | FALSE | 0 | FALSE | 0 | FALSE | 0 | FALSE | 0 | FALSE | 0 | FALSE | 0 | FALSE | 0 | FALSE | 0 | FALSE | 0 | FALSE | 0 | FALSE | 0
50 |  | 0 | 3141 | FALSE |  | FALSE |  | FALSE |  | FALSE |  | FALSE |  | FALSE |  | FALSE |  | FALSE |  | FALSE |  | FALSE |  | FALSE |  | FALSE |  | FALSE |  | FALSE |  | FALSE |  | FALSE |  | FALSE |  | FALSE |  | FALSE |  | FALSE |  | FALSE |  | FALSE |  | FALSE |  | FALSE |  | FALSE |  | FALSE |  | FALSE |  | FALSE |  | FALSE | 0 | FALSE | 0 | TRUE | 1524 | FALSE | 0 | FALSE | 0 | FALSE | 0 | FALSE | 0 | FALSE | 0 | FALSE | 0 | FALSE | 0 | FALSE | 0 | FALSE | 0 | FALSE | 0 | FALSE | 0 | FALSE | 0 | FALSE | 0 | FALSE | 0 | FALSE | 0 | FALSE | 0 | FALSE | 0 | FALSE | 0 | FALSE | 0 | FALSE | 0
50 |  | 0 | 3140 | FALSE |  | FALSE |  | FALSE |  | FALSE |  | FALSE |  | FALSE |  | FALSE |  | FALSE |  | FALSE |  | FALSE |  | FALSE |  | FALSE |  | FALSE |  | FALSE |  | FALSE |  | FALSE |  | FALSE |  | FALSE |  | FALSE |  | FALSE |  | FALSE |  | FALSE |  | FALSE |  | FALSE |  | FALSE |  | FALSE |  | FALSE |  | FALSE | 0 | FALSE | 0 | FALSE | 0 | TRUE | 1524 | FALSE | 0 | FALSE | 0 | FALSE | 0 | FALSE | 0 | FALSE | 0 | FALSE | 0 | FALSE | 0 | FALSE | 0 | FALSE | 0 | FALSE | 0 | FALSE | 0 | FALSE | 0 | FALSE | 0 | FALSE | 0 | FALSE | 0 | FALSE | 0 | FALSE | 0 | FALSE | 0 | FALSE | 0 | FALSE | 0
50 |  | 0 | 3139 | FALSE |  | FALSE |  | FALSE |  | FALSE |  | FALSE |  | FALSE |  | FALSE |  | FALSE |  | FALSE |  | FALSE |  | FALSE |  | FALSE |  | FALSE |  | FALSE |  | FALSE |  | FALSE |  | FALSE |  | FALSE |  | FALSE |  | FALSE |  | FALSE |  | FALSE |  | FALSE |  | FALSE |  | FALSE |  | FALSE |  | FALSE |  | FALSE | 0 | FALSE | 0 | FALSE | 0 | TRUE | 1524 | FALSE | 0 | FALSE | 0 | FALSE | 0 | FALSE | 0 | FALSE | 0 | FALSE | 0 | FALSE | 0 | FALSE | 0 | FALSE | 0 | FALSE | 0 | FALSE | 0 | FALSE | 0 | FALSE | 0 | FALSE | 0 | FALSE | 0 | FALSE | 0 | FALSE | 0 | FALSE | 0 | FALSE | 0 | FALSE | 0
50 |  | 0 | 3138 | FALSE |  | FALSE |  | FALSE |  | FALSE |  | FALSE |  | FALSE |  | FALSE |  | FALSE |  | FALSE |  | FALSE |  | FALSE |  | FALSE |  | FALSE |  | FALSE |  | FALSE |  | FALSE |  | FALSE |  | FALSE |  | FALSE |  | FALSE |  | FALSE |  | FALSE |  | FALSE |  | FALSE |  | FALSE |  | FALSE |  | FALSE |  | FALSE | 0 | FALSE | 0 | FALSE | 0 | TRUE | 1524 | FALSE | 0 | FALSE | 0 | FALSE | 0 | FALSE | 0 | FALSE | 0 | FALSE | 0 | FALSE | 0 | FALSE | 0 | FALSE | 0 | FALSE | 0 | FALSE | 0 | FALSE | 0 | FALSE | 0 | FALSE | 0 | FALSE | 0 | FALSE | 0 | FALSE | 0 | FALSE | 0 | FALSE | 0 | FALSE | 0
50 |  | 0 | 3137 | FALSE |  | FALSE |  | FALSE |  | FALSE |  | FALSE |  | FALSE |  | FALSE |  | FALSE |  | FALSE |  | FALSE |  | FALSE |  | FALSE |  | FALSE |  | FALSE |  | FALSE |  | FALSE |  | FALSE |  | FALSE |  | FALSE |  | FALSE |  | FALSE |  | FALSE |  | FALSE |  | FALSE |  | FALSE |  | FALSE |  | FALSE |  | FALSE | 0 | FALSE | 0 | FALSE | 0 | TRUE | 1524 | FALSE | 0 | FALSE | 0 | FALSE | 0 | FALSE | 0 | FALSE | 0 | FALSE | 0 | FALSE | 0 | FALSE | 0 | FALSE | 0 | FALSE | 0 | FALSE | 0 | FALSE | 0 | FALSE | 0 | FALSE | 0 | FALSE | 0 | FALSE | 0 | FALSE | 0 | FALSE | 0 | FALSE | 0 | FALSE | 0
50 |  | 0 | 3136 | FALSE |  | FALSE |  | FALSE |  | FALSE |  | FALSE |  | FALSE |  | FALSE |  | FALSE |  | FALSE |  | FALSE |  | FALSE |  | FALSE |  | FALSE |  | FALSE |  | FALSE |  | FALSE |  | FALSE |  | FALSE |  | FALSE |  | FALSE |  | FALSE |  | FALSE |  | FALSE |  | FALSE |  | FALSE |  | FALSE |  | FALSE |  | FALSE | 0 | FALSE | 0 | FALSE | 0 | TRUE | 1524 | FALSE | 0 | FALSE | 0 | FALSE | 0 | FALSE | 0 | FALSE | 0 | FALSE | 0 | FALSE | 0 | FALSE | 0 | FALSE | 0 | FALSE | 0 | FALSE | 0 | FALSE | 0 | FALSE | 0 | FALSE | 0 | FALSE | 0 | FALSE | 0 | FALSE | 0 | FALSE | 0 | FALSE | 0 | FALSE | 0
50 |  | 0 | 3135 | FALSE |  | FALSE |  | FALSE |  | FALSE |  | FALSE |  | FALSE |  | FALSE |  | FALSE |  | FALSE |  | FALSE |  | FALSE |  | FALSE |  | FALSE |  | FALSE |  | FALSE |  | FALSE |  | FALSE |  | FALSE |  | FALSE |  | FALSE |  | FALSE |  | FALSE |  | FALSE |  | FALSE |  | FALSE |  | FALSE |  | FALSE |  | FALSE | 0 | FALSE | 0 | FALSE | 0 | TRUE | 1524 | FALSE | 0 | FALSE | 0 | FALSE | 0 | FALSE | 0 | FALSE | 0 | FALSE | 0 | FALSE | 0 | FALSE | 0 | FALSE | 0 | FALSE | 0 | FALSE | 0 | FALSE | 0 | FALSE | 0 | FALSE | 0 | FALSE | 0 | FALSE | 0 | FALSE | 0 | FALSE | 0 | FALSE | 0 | FALSE | 0
50 |  | 0 | 3134 | FALSE |  | FALSE |  | FALSE |  | FALSE |  | FALSE |  | FALSE |  | FALSE |  | FALSE |  | FALSE |  | FALSE |  | FALSE |  | FALSE |  | FALSE |  | FALSE |  | FALSE |  | FALSE |  | FALSE |  | FALSE |  | FALSE |  | FALSE |  | FALSE |  | FALSE |  | FALSE |  | FALSE |  | FALSE |  | FALSE |  | FALSE |  | FALSE | 0 | FALSE | 0 | FALSE | 0 | TRUE | 1524 | FALSE | 0 | FALSE | 0 | FALSE | 0 | FALSE | 0 | FALSE | 0 | FALSE | 0 | FALSE | 0 | FALSE | 0 | FALSE | 0 | FALSE | 0 | FALSE | 0 | FALSE | 0 | FALSE | 0 | FALSE | 0 | FALSE | 0 | FALSE | 0 | FALSE | 0 | FALSE | 0 | FALSE | 0 | FALSE | 0
50 |  | 0 | 3133 | FALSE |  | FALSE |  | FALSE |  | FALSE |  | FALSE |  | FALSE |  | FALSE |  | FALSE |  | FALSE |  | FALSE |  | FALSE |  | FALSE |  | FALSE |  | FALSE |  | FALSE |  | FALSE |  | FALSE |  | FALSE |  | FALSE |  | FALSE |  | FALSE |  | FALSE |  | FALSE |  | FALSE |  | FALSE |  | FALSE |  | FALSE |  | FALSE | 0 | FALSE | 0 | FALSE | 0 | TRUE | 1524 | FALSE | 0 | FALSE | 0 | FALSE | 0 | FALSE | 0 | FALSE | 0 | FALSE | 0 | FALSE | 0 | FALSE | 0 | FALSE | 0 | FALSE | 0 | FALSE | 0 | FALSE | 0 | FALSE | 0 | FALSE | 0 | FALSE | 0 | FALSE | 0 | FALSE | 0 | FALSE | 0 | FALSE | 0 | FALSE | 0
50 |  | 0 | 3132 | FALSE |  | FALSE |  | FALSE |  | FALSE |  | FALSE |  | FALSE |  | FALSE |  | FALSE |  | FALSE |  | FALSE |  | FALSE |  | FALSE |  | FALSE |  | FALSE |  | FALSE |  | FALSE |  | FALSE |  | FALSE |  | FALSE |  | FALSE |  | FALSE |  | FALSE |  | FALSE |  | FALSE |  | FALSE |  | FALSE |  | FALSE |  | FALSE | 0 | FALSE | 0 | FALSE | 0 | TRUE | 1524 | FALSE | 0 | FALSE | 0 | FALSE | 0 | FALSE | 0 | FALSE | 0 | FALSE | 0 | FALSE | 0 | FALSE | 0 | FALSE | 0 | FALSE | 0 | FALSE | 0 | FALSE | 0 | FALSE | 0 | FALSE | 0 | FALSE | 0 | FALSE | 0 | FALSE | 0 | FALSE | 0 | FALSE | 0 | FALSE | 0
50 |  | 0 | 3131 | FALSE |  | FALSE |  | FALSE |  | FALSE |  | FALSE |  | FALSE |  | FALSE |  | FALSE |  | FALSE |  | FALSE |  | FALSE |  | FALSE |  | FALSE |  | FALSE |  | FALSE |  | FALSE |  | FALSE |  | FALSE |  | FALSE |  | FALSE |  | FALSE |  | FALSE |  | FALSE |  | FALSE |  | FALSE |  | FALSE |  | FALSE |  | FALSE | 0 | FALSE | 0 | FALSE | 0 | TRUE | 1524 | FALSE | 0 | FALSE | 0 | FALSE | 0 | FALSE | 0 | FALSE | 0 | FALSE | 0 | FALSE | 0 | FALSE | 0 | FALSE | 0 | FALSE | 0 | FALSE | 0 | FALSE | 0 | FALSE | 0 | FALSE | 0 | FALSE | 0 | FALSE | 0 | FALSE | 0 | FALSE | 0 | FALSE | 0 | FALSE | 0
50 |  | 0 | 3130 | FALSE |  | FALSE |  | FALSE |  | FALSE |  | FALSE |  | FALSE |  | FALSE |  | FALSE |  | FALSE |  | FALSE |  | FALSE |  | FALSE |  | FALSE |  | FALSE |  | FALSE |  | FALSE |  | FALSE |  | FALSE |  | FALSE |  | FALSE |  | FALSE |  | FALSE |  | FALSE |  | FALSE |  | FALSE |  | FALSE |  | FALSE |  | FALSE | 0 | FALSE | 0 | FALSE | 0 | TRUE | 1524 | FALSE | 0 | FALSE | 0 | FALSE | 0 | FALSE | 0 | FALSE | 0 | FALSE | 0 | FALSE | 0 | FALSE | 0 | FALSE | 0 | FALSE | 0 | FALSE | 0 | FALSE | 0 | FALSE | 0 | FALSE | 0 | FALSE | 0 | FALSE | 0 | FALSE | 0 | FALSE | 0 | FALSE | 0 | FALSE | 0
50 |  | 0 | 3129 | FALSE |  | FALSE |  | FALSE |  | FALSE |  | FALSE |  | FALSE |  | FALSE |  | FALSE |  | FALSE |  | FALSE |  | FALSE |  | FALSE |  | FALSE |  | FALSE |  | FALSE |  | FALSE |  | FALSE |  | FALSE |  | FALSE |  | FALSE |  | FALSE |  | FALSE |  | FALSE |  | FALSE |  | FALSE |  | FALSE |  | FALSE |  | FALSE | 0 | FALSE | 0 | FALSE | 0 | TRUE | 1524 | FALSE | 0 | FALSE | 0 | FALSE | 0 | FALSE | 0 | FALSE | 0 | FALSE | 0 | FALSE | 0 | FALSE | 0 | FALSE | 0 | FALSE | 0 | FALSE | 0 | FALSE | 0 | FALSE | 0 | FALSE | 0 | FALSE | 0 | FALSE | 0 | FALSE | 0 | FALSE | 0 | FALSE | 0 | FALSE | 0
50 |  | 0 | 3128 | FALSE |  | FALSE |  | FALSE |  | FALSE |  | FALSE |  | FALSE |  | FALSE |  | FALSE |  | FALSE |  | FALSE |  | FALSE |  | FALSE |  | FALSE |  | FALSE |  | FALSE |  | FALSE |  | FALSE |  | FALSE |  | FALSE |  | FALSE |  | FALSE |  | FALSE |  | FALSE |  | FALSE |  | FALSE |  | FALSE |  | FALSE |  | FALSE | 0 | FALSE | 0 | FALSE | 0 | TRUE | 1524 | FALSE | 0 | FALSE | 0 | FALSE | 0 | FALSE | 0 | FALSE | 0 | FALSE | 0 | FALSE | 0 | FALSE | 0 | FALSE | 0 | FALSE | 0 | FALSE | 0 | FALSE | 0 | FALSE | 0 | FALSE | 0 | FALSE | 0 | FALSE | 0 | FALSE | 0 | FALSE | 0 | FALSE | 0 | FALSE | 0
50 |  | 0 | 3127 | FALSE |  | FALSE |  | FALSE |  | FALSE |  | FALSE |  | FALSE |  | FALSE |  | FALSE |  | FALSE |  | FALSE |  | FALSE |  | FALSE |  | FALSE |  | FALSE |  | FALSE |  | FALSE |  | FALSE |  | FALSE |  | FALSE |  | FALSE |  | FALSE |  | FALSE |  | FALSE |  | FALSE |  | FALSE |  | FALSE |  | FALSE |  | FALSE | 0 | FALSE | 0 | FALSE | 0 | TRUE | 1524 | FALSE | 0 | FALSE | 0 | FALSE | 0 | FALSE | 0 | FALSE | 0 | FALSE | 0 | FALSE | 0 | FALSE | 0 | FALSE | 0 | FALSE | 0 | FALSE | 0 | FALSE | 0 | FALSE | 0 | FALSE | 0 | FALSE | 0 | FALSE | 0 | FALSE | 0 | FALSE | 0 | FALSE | 0 | FALSE | 0
50 |  | 0 | 3126 | FALSE |  | FALSE |  | FALSE |  | FALSE |  | FALSE |  | FALSE |  | FALSE |  | FALSE |  | FALSE |  | FALSE |  | FALSE |  | FALSE |  | FALSE |  | FALSE |  | FALSE |  | FALSE |  | FALSE |  | FALSE |  | FALSE |  | FALSE |  | FALSE |  | FALSE |  | FALSE |  | FALSE |  | FALSE |  | FALSE |  | FALSE |  | FALSE | 0 | FALSE | 0 | FALSE | 0 | TRUE | 1524 | FALSE | 0 | FALSE | 0 | FALSE | 0 | FALSE | 0 | FALSE | 0 | FALSE | 0 | FALSE | 0 | FALSE | 0 | FALSE | 0 | FALSE | 0 | FALSE | 0 | FALSE | 0 | FALSE | 0 | FALSE | 0 | FALSE | 0 | FALSE | 0 | FALSE | 0 | FALSE | 0 | FALSE | 0 | FALSE | 0
50 |  | 0 | 3125 | FALSE |  | FALSE |  | FALSE |  | FALSE |  | FALSE |  | FALSE |  | FALSE |  | FALSE |  | FALSE |  | FALSE |  | FALSE |  | FALSE |  | FALSE |  | FALSE |  | FALSE |  | FALSE |  | FALSE |  | FALSE |  | FALSE |  | FALSE |  | FALSE |  | FALSE |  | FALSE |  | FALSE |  | FALSE |  | FALSE |  | FALSE |  | FALSE | 0 | FALSE | 0 | FALSE | 0 | TRUE | 1524 | FALSE | 0 | FALSE | 0 | FALSE | 0 | FALSE | 0 | FALSE | 0 | FALSE | 0 | FALSE | 0 | FALSE | 0 | FALSE | 0 | FALSE | 0 | FALSE | 0 | FALSE | 0 | FALSE | 0 | FALSE | 0 | FALSE | 0 | FALSE | 0 | FALSE | 0 | FALSE | 0 | FALSE | 0 | FALSE | 0
50 |  | 0 | 3124 | FALSE |  | FALSE |  | FALSE |  | FALSE |  | FALSE |  | FALSE |  | FALSE |  | FALSE |  | FALSE |  | FALSE |  | FALSE |  | FALSE |  | FALSE |  | FALSE |  | FALSE |  | FALSE |  | FALSE |  | FALSE |  | FALSE |  | FALSE |  | FALSE |  | FALSE |  | FALSE |  | FALSE |  | FALSE |  | FALSE |  | FALSE |  | FALSE | 0 | FALSE | 0 | FALSE | 0 | TRUE | 1524 | FALSE | 0 | FALSE | 0 | FALSE | 0 | FALSE | 0 | FALSE | 0 | FALSE | 0 | FALSE | 0 | FALSE | 0 | FALSE | 0 | FALSE | 0 | FALSE | 0 | FALSE | 0 | FALSE | 0 | FALSE | 0 | FALSE | 0 | FALSE | 0 | FALSE | 0 | FALSE | 0 | FALSE | 0 | FALSE | 0
50 |  | 0 | 3123 | FALSE |  | FALSE |  | FALSE |  | FALSE |  | FALSE |  | FALSE |  | FALSE |  | FALSE |  | FALSE |  | FALSE |  | FALSE |  | FALSE |  | FALSE |  | FALSE |  | FALSE |  | FALSE |  | FALSE |  | FALSE |  | FALSE |  | FALSE |  | FALSE |  | FALSE |  | FALSE |  | FALSE |  | FALSE |  | FALSE |  | FALSE |  | FALSE | 0 | FALSE | 0 | FALSE | 0 | TRUE | 1524 | FALSE | 0 | FALSE | 0 | FALSE | 0 | FALSE | 0 | FALSE | 0 | FALSE | 0 | FALSE | 0 | FALSE | 0 | FALSE | 0 | FALSE | 0 | FALSE | 0 | FALSE | 0 | FALSE | 0 | FALSE | 0 | FALSE | 0 | FALSE | 0 | FALSE | 0 | FALSE | 0 | FALSE | 0 | FALSE | 0
50 |  | 0 | 3122 | FALSE |  | FALSE |  | FALSE |  | FALSE |  | FALSE |  | FALSE |  | FALSE |  | FALSE |  | FALSE |  | FALSE |  | FALSE |  | FALSE |  | FALSE |  | FALSE |  | FALSE |  | FALSE |  | FALSE |  | FALSE |  | FALSE |  | FALSE |  | FALSE |  | FALSE |  | FALSE |  | FALSE |  | FALSE |  | FALSE |  | FALSE |  | FALSE | 0 | FALSE | 0 | FALSE | 0 | TRUE | 1524 | FALSE | 0 | FALSE | 0 | FALSE | 0 | FALSE | 0 | FALSE | 0 | FALSE | 0 | FALSE | 0 | FALSE | 0 | FALSE | 0 | FALSE | 0 | FALSE | 0 | FALSE | 0 | FALSE | 0 | FALSE | 0 | FALSE | 0 | FALSE | 0 | FALSE | 0 | FALSE | 0 | FALSE | 0 | FALSE | 0
50 |  | 0 | 3121 | FALSE |  | FALSE |  | FALSE |  | FALSE |  | FALSE |  | FALSE |  | FALSE |  | FALSE |  | FALSE |  | FALSE |  | FALSE |  | FALSE |  | FALSE |  | FALSE |  | FALSE |  | FALSE |  | FALSE |  | FALSE |  | FALSE |  | FALSE |  | FALSE |  | FALSE |  | FALSE |  | FALSE |  | FALSE |  | FALSE |  | FALSE |  | FALSE | 0 | FALSE | 0 | FALSE | 0 | TRUE | 1524 | FALSE | 0 | FALSE | 0 | FALSE | 0 | FALSE | 0 | FALSE | 0 | FALSE | 0 | FALSE | 0 | FALSE | 0 | FALSE | 0 | FALSE | 0 | FALSE | 0 | FALSE | 0 | FALSE | 0 | FALSE | 0 | FALSE | 0 | FALSE | 0 | FALSE | 0 | FALSE | 0 | FALSE | 0 | FALSE | 0
50 |  | 0 | 3120 | FALSE |  | FALSE |  | FALSE |  | FALSE |  | FALSE |  | FALSE |  | FALSE |  | FALSE |  | FALSE |  | FALSE |  | FALSE |  | FALSE |  | FALSE |  | FALSE |  | FALSE |  | FALSE |  | FALSE |  | FALSE |  | FALSE |  | FALSE |  | FALSE |  | FALSE |  | FALSE |  | FALSE |  | FALSE |  | FALSE |  | FALSE |  | FALSE | 0 | FALSE | 0 | FALSE | 0 | TRUE | 1524 | FALSE | 0 | FALSE | 0 | FALSE | 0 | FALSE | 0 | FALSE | 0 | FALSE | 0 | FALSE | 0 | FALSE | 0 | FALSE | 0 | FALSE | 0 | FALSE | 0 | FALSE | 0 | FALSE | 0 | FALSE | 0 | FALSE | 0 | FALSE | 0 | FALSE | 0 | FALSE | 0 | FALSE | 0 | FALSE | 0
50 |  | 0 | 3119 | FALSE |  | FALSE |  | FALSE |  | FALSE |  | FALSE |  | FALSE |  | FALSE |  | FALSE |  | FALSE |  | FALSE |  | FALSE |  | FALSE |  | FALSE |  | FALSE |  | FALSE |  | FALSE |  | FALSE |  | FALSE |  | FALSE |  | FALSE |  | FALSE |  | FALSE |  | FALSE |  | FALSE |  | FALSE |  | FALSE |  | FALSE |  | FALSE | 0 | FALSE | 0 | FALSE | 0 | TRUE | 1524 | FALSE | 0 | FALSE | 0 | FALSE | 0 | FALSE | 0 | FALSE | 0 | FALSE | 0 | FALSE | 0 | FALSE | 0 | FALSE | 0 | FALSE | 0 | FALSE | 0 | FALSE | 0 | FALSE | 0 | FALSE | 0 | FALSE | 0 | FALSE | 0 | FALSE | 0 | FALSE | 0 | FALSE | 0 | FALSE | 0
50 |  | 0 | 3118 | FALSE |  | FALSE |  | FALSE |  | FALSE |  | FALSE |  | FALSE |  | FALSE |  | FALSE |  | FALSE |  | FALSE |  | FALSE |  | FALSE |  | FALSE |  | FALSE |  | FALSE |  | FALSE |  | FALSE |  | FALSE |  | FALSE |  | FALSE |  | FALSE |  | FALSE |  | FALSE |  | FALSE |  | FALSE |  | FALSE |  | FALSE |  | FALSE | 0 | FALSE | 0 | FALSE | 0 | TRUE | 1524 | FALSE | 0 | FALSE | 0 | FALSE | 0 | FALSE | 0 | FALSE | 0 | FALSE | 0 | FALSE | 0 | FALSE | 0 | FALSE | 0 | FALSE | 0 | FALSE | 0 | FALSE | 0 | FALSE | 0 | FALSE | 0 | FALSE | 0 | FALSE | 0 | FALSE | 0 | FALSE | 0 | FALSE | 0 | FALSE | 0
50 |  | 0 | 3117 | FALSE |  | FALSE |  | FALSE |  | FALSE |  | FALSE |  | FALSE |  | FALSE |  | FALSE |  | FALSE |  | FALSE |  | FALSE |  | FALSE |  | FALSE |  | FALSE |  | FALSE |  | FALSE |  | FALSE |  | FALSE |  | FALSE |  | FALSE |  | FALSE |  | FALSE |  | FALSE |  | FALSE |  | FALSE |  | FALSE |  | FALSE |  | FALSE | 0 | FALSE | 0 | FALSE | 0 | TRUE | 1524 | FALSE | 0 | FALSE | 0 | FALSE | 0 | FALSE | 0 | FALSE | 0 | FALSE | 0 | FALSE | 0 | FALSE | 0 | FALSE | 0 | FALSE | 0 | FALSE | 0 | FALSE | 0 | FALSE | 0 | FALSE | 0 | FALSE | 0 | FALSE | 0 | FALSE | 0 | FALSE | 0 | FALSE | 0 | FALSE | 0
50 |  | 0 | 3116 | FALSE |  | FALSE |  | FALSE |  | FALSE |  | FALSE |  | FALSE |  | FALSE |  | FALSE |  | FALSE |  | FALSE |  | FALSE |  | FALSE |  | FALSE |  | FALSE |  | FALSE |  | FALSE |  | FALSE |  | FALSE |  | FALSE |  | FALSE |  | FALSE |  | FALSE |  | FALSE |  | FALSE |  | FALSE |  | FALSE |  | FALSE |  | FALSE | 0 | FALSE | 0 | FALSE | 0 | TRUE | 1524 | FALSE | 0 | FALSE | 0 | FALSE | 0 | FALSE | 0 | FALSE | 0 | FALSE | 0 | FALSE | 0 | FALSE | 0 | FALSE | 0 | FALSE | 0 | FALSE | 0 | FALSE | 0 | FALSE | 0 | FALSE | 0 | FALSE | 0 | FALSE | 0 | FALSE | 0 | FALSE | 0 | FALSE | 0 | FALSE | 0
50 |  | 0 | 3115 | FALSE |  | FALSE |  | FALSE |  | FALSE |  | FALSE |  | FALSE |  | FALSE |  | FALSE |  | FALSE |  | FALSE |  | FALSE |  | FALSE |  | FALSE |  | FALSE |  | FALSE |  | FALSE |  | FALSE |  | FALSE |  | FALSE |  | FALSE |  | FALSE |  | FALSE |  | FALSE |  | FALSE |  | FALSE |  | FALSE |  | FALSE |  | FALSE | 0 | FALSE | 0 | FALSE | 0 | TRUE | 1524 | FALSE | 0 | FALSE | 0 | FALSE | 0 | FALSE | 0 | FALSE | 0 | FALSE | 0 | FALSE | 0 | FALSE | 0 | FALSE | 0 | FALSE | 0 | FALSE | 0 | FALSE | 0 | FALSE | 0 | FALSE | 0 | FALSE | 0 | FALSE | 0 | FALSE | 0 | FALSE | 0 | FALSE | 0 | FALSE | 0
50 |  | 0 | 3114 | FALSE |  | FALSE |  | FALSE |  | FALSE |  | FALSE |  | FALSE |  | FALSE |  | FALSE |  | FALSE |  | FALSE |  | FALSE |  | FALSE |  | FALSE |  | FALSE |  | FALSE |  | FALSE |  | FALSE |  | FALSE |  | FALSE |  | FALSE |  | FALSE |  | FALSE |  | FALSE |  | FALSE |  | FALSE |  | FALSE |  | FALSE |  | FALSE | 0 | FALSE | 0 | FALSE | 0 | TRUE | 1524 | FALSE | 0 | FALSE | 0 | FALSE | 0 | FALSE | 0 | FALSE | 0 | FALSE | 0 | FALSE | 0 | FALSE | 0 | FALSE | 0 | FALSE | 0 | FALSE | 0 | FALSE | 0 | FALSE | 0 | FALSE | 0 | FALSE | 0 | FALSE | 0 | FALSE | 0 | FALSE | 0 | FALSE | 0 | FALSE | 0
50 |  | 0 | 3113 | FALSE |  | FALSE |  | FALSE |  | FALSE |  | FALSE |  | FALSE |  | FALSE |  | FALSE |  | FALSE |  | FALSE |  | FALSE |  | FALSE |  | FALSE |  | FALSE |  | FALSE |  | FALSE |  | FALSE |  | FALSE |  | FALSE |  | FALSE |  | FALSE |  | FALSE |  | FALSE |  | FALSE |  | FALSE |  | FALSE |  | FALSE |  | FALSE | 0 | FALSE | 0 | FALSE | 0 | TRUE | 1524 | FALSE | 0 | FALSE | 0 | FALSE | 0 | FALSE | 0 | FALSE | 0 | FALSE | 0 | FALSE | 0 | FALSE | 0 | FALSE | 0 | FALSE | 0 | FALSE | 0 | FALSE | 0 | FALSE | 0 | FALSE | 0 | FALSE | 0 | FALSE | 0 | FALSE | 0 | FALSE | 0 | FALSE | 0 | FALSE | 0
50 |  | 0 | 3112 | FALSE |  | FALSE |  | FALSE |  | FALSE |  | FALSE |  | FALSE |  | FALSE |  | FALSE |  | FALSE |  | FALSE |  | FALSE |  | FALSE |  | FALSE |  | FALSE |  | FALSE |  | FALSE |  | FALSE |  | FALSE |  | FALSE |  | FALSE |  | FALSE |  | FALSE |  | FALSE |  | FALSE |  | FALSE |  | FALSE |  | FALSE |  | FALSE | 0 | FALSE | 0 | FALSE | 0 | TRUE | 1524 | FALSE | 0 | FALSE | 0 | FALSE | 0 | FALSE | 0 | FALSE | 0 | FALSE | 0 | FALSE | 0 | FALSE | 0 | FALSE | 0 | FALSE | 0 | FALSE | 0 | FALSE | 0 | FALSE | 0 | FALSE | 0 | FALSE | 0 | FALSE | 0 | FALSE | 0 | FALSE | 0 | FALSE | 0 | FALSE | 0
50 |  | 0 | 3111 | FALSE |  | FALSE |  | FALSE |  | FALSE |  | FALSE |  | FALSE |  | FALSE |  | FALSE |  | FALSE |  | FALSE |  | FALSE |  | FALSE |  | FALSE |  | FALSE |  | FALSE |  | FALSE |  | FALSE |  | FALSE |  | FALSE |  | FALSE |  | FALSE |  | FALSE |  | FALSE |  | FALSE |  | FALSE |  | FALSE |  | FALSE |  | FALSE | 0 | FALSE | 0 | FALSE | 0 | TRUE | 1524 | FALSE | 0 | FALSE | 0 | FALSE | 0 | FALSE | 0 | FALSE | 0 | FALSE | 0 | FALSE | 0 | FALSE | 0 | FALSE | 0 | FALSE | 0 | FALSE | 0 | FALSE | 0 | FALSE | 0 | FALSE | 0 | FALSE | 0 | FALSE | 0 | FALSE | 0 | FALSE | 0 | FALSE | 0 | FALSE | 0
50 |  | 0 | 3110 | FALSE |  | FALSE |  | FALSE |  | FALSE |  | FALSE |  | FALSE |  | FALSE |  | FALSE |  | FALSE |  | FALSE |  | FALSE |  | FALSE |  | FALSE |  | FALSE |  | FALSE |  | FALSE |  | FALSE |  | FALSE |  | FALSE |  | FALSE |  | FALSE |  | FALSE |  | FALSE |  | FALSE |  | FALSE |  | FALSE |  | FALSE |  | FALSE | 0 | FALSE | 0 | FALSE | 0 | TRUE | 1524 | FALSE | 0 | FALSE | 0 | FALSE | 0 | FALSE | 0 | FALSE | 0 | FALSE | 0 | FALSE | 0 | FALSE | 0 | FALSE | 0 | FALSE | 0 | FALSE | 0 | FALSE | 0 | FALSE | 0 | FALSE | 0 | FALSE | 0 | FALSE | 0 | FALSE | 0 | FALSE | 0 | FALSE | 0 | FALSE | 0
50 |  | 0 | 3109 | FALSE |  | FALSE |  | FALSE |  | FALSE |  | FALSE |  | FALSE |  | FALSE |  | FALSE |  | FALSE |  | FALSE |  | FALSE |  | FALSE |  | FALSE |  | FALSE |  | FALSE |  | FALSE |  | FALSE |  | FALSE |  | FALSE |  | FALSE |  | FALSE |  | FALSE |  | FALSE |  | FALSE |  | FALSE |  | FALSE |  | FALSE |  | FALSE | 0 | FALSE | 0 | FALSE | 0 | TRUE | 1524 | FALSE | 0 | FALSE | 0 | FALSE | 0 | FALSE | 0 | FALSE | 0 | FALSE | 0 | FALSE | 0 | FALSE | 0 | FALSE | 0 | FALSE | 0 | FALSE | 0 | FALSE | 0 | FALSE | 0 | FALSE | 0 | FALSE | 0 | FALSE | 0 | FALSE | 0 | FALSE | 0 | FALSE | 0 | FALSE | 0
50 |  | 0 | 3108 | FALSE |  | FALSE |  | FALSE |  | FALSE |  | FALSE |  | FALSE |  | FALSE |  | FALSE |  | FALSE |  | FALSE |  | FALSE |  | FALSE |  | FALSE |  | FALSE |  | FALSE |  | FALSE |  | FALSE |  | FALSE |  | FALSE |  | FALSE |  | FALSE |  | FALSE |  | FALSE |  | FALSE |  | FALSE |  | FALSE |  | FALSE |  | FALSE | 0 | FALSE | 0 | FALSE | 0 | TRUE | 1524 | FALSE | 0 | FALSE | 0 | FALSE | 0 | FALSE | 0 | FALSE | 0 | FALSE | 0 | FALSE | 0 | FALSE | 0 | FALSE | 0 | FALSE | 0 | FALSE | 0 | FALSE | 0 | FALSE | 0 | FALSE | 0 | FALSE | 0 | FALSE | 0 | FALSE | 0 | FALSE | 0 | FALSE | 0 | FALSE | 0
50 |  | 0 | 3107 | FALSE |  | FALSE |  | FALSE |  | FALSE |  | FALSE |  | FALSE |  | FALSE |  | FALSE |  | FALSE |  | FALSE |  | FALSE |  | FALSE |  | FALSE |  | FALSE |  | FALSE |  | FALSE |  | FALSE |  | FALSE |  | FALSE |  | FALSE |  | FALSE |  | FALSE |  | FALSE |  | FALSE |  | FALSE |  | FALSE |  | FALSE |  | FALSE | 0 | FALSE | 0 | FALSE | 0 | TRUE | 1524 | FALSE | 0 | FALSE | 0 | FALSE | 0 | FALSE | 0 | FALSE | 0 | FALSE | 0 | FALSE | 0 | FALSE | 0 | FALSE | 0 | FALSE | 0 | FALSE | 0 | FALSE | 0 | FALSE | 0 | FALSE | 0 | FALSE | 0 | FALSE | 0 | FALSE | 0 | FALSE | 0 | FALSE | 0 | FALSE | 0
50 |  | 0 | 3106 | FALSE |  | FALSE |  | FALSE |  | FALSE |  | FALSE |  | FALSE |  | FALSE |  | FALSE |  | FALSE |  | FALSE |  | FALSE |  | FALSE |  | FALSE |  | FALSE |  | FALSE |  | FALSE |  | FALSE |  | FALSE |  | FALSE |  | FALSE |  | FALSE |  | FALSE |  | FALSE |  | FALSE |  | FALSE |  | FALSE |  | FALSE |  | FALSE | 0 | FALSE | 0 | FALSE | 0 | TRUE | 1524 | FALSE | 0 | FALSE | 0 | FALSE | 0 | FALSE | 0 | FALSE | 0 | FALSE | 0 | FALSE | 0 | FALSE | 0 | FALSE | 0 | FALSE | 0 | FALSE | 0 | FALSE | 0 | FALSE | 0 | FALSE | 0 | FALSE | 0 | FALSE | 0 | FALSE | 0 | FALSE | 0 | FALSE | 0 | FALSE | 0
50 |  | 0 | 3105 | FALSE |  | FALSE |  | FALSE |  | FALSE |  | FALSE |  | FALSE |  | FALSE |  | FALSE |  | FALSE |  | FALSE |  | FALSE |  | FALSE |  | FALSE |  | FALSE |  | FALSE |  | FALSE |  | FALSE |  | FALSE |  | FALSE |  | FALSE |  | FALSE |  | FALSE |  | FALSE |  | FALSE |  | FALSE |  | FALSE |  | FALSE |  | FALSE | 0 | FALSE | 0 | FALSE | 0 | TRUE | 1524 | FALSE | 0 | FALSE | 0 | FALSE | 0 | FALSE | 0 | FALSE | 0 | FALSE | 0 | FALSE | 0 | FALSE | 0 | FALSE | 0 | FALSE | 0 | FALSE | 0 | FALSE | 0 | FALSE | 0 | FALSE | 0 | FALSE | 0 | FALSE | 0 | FALSE | 0 | FALSE | 0 | FALSE | 0 | FALSE | 0
50 |  | 0 | 3104 | FALSE |  | FALSE |  | FALSE |  | FALSE |  | FALSE |  | FALSE |  | FALSE |  | FALSE |  | FALSE |  | FALSE |  | FALSE |  | FALSE |  | FALSE |  | FALSE |  | FALSE |  | FALSE |  | FALSE |  | FALSE |  | FALSE |  | FALSE |  | FALSE |  | FALSE |  | FALSE |  | FALSE |  | FALSE |  | FALSE |  | FALSE |  | FALSE | 0 | FALSE | 0 | FALSE | 0 | TRUE | 1524 | FALSE | 0 | FALSE | 0 | FALSE | 0 | FALSE | 0 | FALSE | 0 | FALSE | 0 | FALSE | 0 | FALSE | 0 | FALSE | 0 | FALSE | 0 | FALSE | 0 | FALSE | 0 | FALSE | 0 | FALSE | 0 | FALSE | 0 | FALSE | 0 | FALSE | 0 | FALSE | 0 | FALSE | 0 | FALSE | 0
50 |  | 0 | 3103 | FALSE |  | FALSE |  | FALSE |  | FALSE |  | FALSE |  | FALSE |  | FALSE |  | FALSE |  | FALSE |  | FALSE |  | FALSE |  | FALSE |  | FALSE |  | FALSE |  | FALSE |  | FALSE |  | FALSE |  | FALSE |  | FALSE |  | FALSE |  | FALSE |  | FALSE |  | FALSE |  | FALSE |  | FALSE |  | FALSE |  | FALSE |  | FALSE | 0 | FALSE | 0 | FALSE | 0 | TRUE | 1524 | FALSE | 0 | FALSE | 0 | FALSE | 0 | FALSE | 0 | FALSE | 0 | FALSE | 0 | FALSE | 0 | FALSE | 0 | FALSE | 0 | FALSE | 0 | FALSE | 0 | FALSE | 0 | FALSE | 0 | FALSE | 0 | FALSE | 0 | FALSE | 0 | FALSE | 0 | FALSE | 0 | FALSE | 0 | FALSE | 0
50 |  | 0 | 3102 | FALSE |  | FALSE |  | FALSE |  | FALSE |  | FALSE |  | FALSE |  | FALSE |  | FALSE |  | FALSE |  | FALSE |  | FALSE |  | FALSE |  | FALSE |  | FALSE |  | FALSE |  | FALSE |  | FALSE |  | FALSE |  | FALSE |  | FALSE |  | FALSE |  | FALSE |  | FALSE |  | FALSE |  | FALSE |  | FALSE |  | FALSE |  | FALSE | 0 | FALSE | 0 | FALSE | 0 | TRUE | 1524 | FALSE | 0 | FALSE | 0 | FALSE | 0 | FALSE | 0 | FALSE | 0 | FALSE | 0 | FALSE | 0 | FALSE | 0 | FALSE | 0 | FALSE | 0 | FALSE | 0 | FALSE | 0 | FALSE | 0 | FALSE | 0 | FALSE | 0 | FALSE | 0 | FALSE | 0 | FALSE | 0 | FALSE | 0 | FALSE | 0
50 |  | 0 | 3101 | FALSE |  | FALSE |  | FALSE |  | FALSE |  | FALSE |  | FALSE |  | FALSE |  | FALSE |  | FALSE |  | FALSE |  | FALSE |  | FALSE |  | FALSE |  | FALSE |  | FALSE |  | FALSE |  | FALSE |  | FALSE |  | FALSE |  | FALSE |  | FALSE |  | FALSE |  | FALSE |  | FALSE |  | FALSE |  | FALSE |  | FALSE |  | FALSE | 0 | FALSE | 0 | FALSE | 0 | TRUE | 1524 | FALSE | 0 | FALSE | 0 | FALSE | 0 | FALSE | 0 | FALSE | 0 | FALSE | 0 | FALSE | 0 | FALSE | 0 | FALSE | 0 | FALSE | 0 | FALSE | 0 | FALSE | 0 | FALSE | 0 | FALSE | 0 | FALSE | 0 | FALSE | 0 | FALSE | 0 | FALSE | 0 | FALSE | 0 | FALSE | 0
50 |  | 0 | 3100 | FALSE |  | FALSE |  | FALSE |  | FALSE |  | FALSE |  | FALSE |  | FALSE |  | FALSE |  | FALSE |  | FALSE |  | FALSE |  | FALSE |  | FALSE |  | FALSE |  | FALSE |  | FALSE |  | FALSE |  | FALSE |  | FALSE |  | FALSE |  | FALSE |  | FALSE |  | FALSE |  | FALSE |  | FALSE |  | FALSE |  | FALSE |  | FALSE | 0 | FALSE | 0 | FALSE | 0 | TRUE | 1524 | FALSE | 0 | FALSE | 0 | FALSE | 0 | FALSE | 0 | FALSE | 0 | FALSE | 0 | FALSE | 0 | FALSE | 0 | FALSE | 0 | FALSE | 0 | FALSE | 0 | FALSE | 0 | FALSE | 0 | FALSE | 0 | FALSE | 0 | FALSE | 0 | FALSE | 0 | FALSE | 0 | FALSE | 0 | FALSE | 0
50 |  | 0 | 3099 | FALSE |  | FALSE |  | FALSE |  | FALSE |  | FALSE |  | FALSE |  | FALSE |  | FALSE |  | FALSE |  | FALSE |  | FALSE |  | FALSE |  | FALSE |  | FALSE |  | FALSE |  | FALSE |  | FALSE |  | FALSE |  | FALSE |  | FALSE |  | FALSE |  | FALSE |  | FALSE |  | FALSE |  | FALSE |  | FALSE |  | FALSE |  | FALSE | 0 | FALSE | 0 | FALSE | 0 | TRUE | 1524 | FALSE | 0 | FALSE | 0 | FALSE | 0 | FALSE | 0 | FALSE | 0 | FALSE | 0 | FALSE | 0 | FALSE | 0 | FALSE | 0 | FALSE | 0 | FALSE | 0 | FALSE | 0 | FALSE | 0 | FALSE | 0 | FALSE | 0 | FALSE | 0 | FALSE | 0 | FALSE | 0 | FALSE | 0 | FALSE | 0
50 |  | 0 | 3098 | FALSE |  | FALSE |  | FALSE |  | FALSE |  | FALSE |  | FALSE |  | FALSE |  | FALSE |  | FALSE |  | FALSE |  | FALSE |  | FALSE |  | FALSE |  | FALSE |  | FALSE |  | FALSE |  | FALSE |  | FALSE |  | FALSE |  | FALSE |  | FALSE |  | FALSE |  | FALSE |  | FALSE |  | FALSE |  | FALSE |  | FALSE |  | FALSE | 0 | FALSE | 0 | FALSE | 0 | TRUE | 1524 | FALSE | 0 | FALSE | 0 | FALSE | 0 | FALSE | 0 | FALSE | 0 | FALSE | 0 | FALSE | 0 | FALSE | 0 | FALSE | 0 | FALSE | 0 | FALSE | 0 | FALSE | 0 | FALSE | 0 | FALSE | 0 | FALSE | 0 | FALSE | 0 | FALSE | 0 | FALSE | 0 | FALSE | 0 | FALSE | 0
50 |  | 0 | 3097 | FALSE |  | FALSE |  | FALSE |  | FALSE |  | FALSE |  | FALSE |  | FALSE |  | FALSE |  | FALSE |  | FALSE |  | FALSE |  | FALSE |  | FALSE |  | FALSE |  | FALSE |  | FALSE |  | FALSE |  | FALSE |  | FALSE |  | FALSE |  | FALSE |  | FALSE |  | FALSE |  | FALSE |  | FALSE |  | FALSE |  | FALSE |  | FALSE | 0 | FALSE | 0 | FALSE | 0 | TRUE | 1524 | FALSE | 0 | FALSE | 0 | FALSE | 0 | FALSE | 0 | FALSE | 0 | FALSE | 0 | FALSE | 0 | FALSE | 0 | FALSE | 0 | FALSE | 0 | FALSE | 0 | FALSE | 0 | FALSE | 0 | FALSE | 0 | FALSE | 0 | FALSE | 0 | FALSE | 0 | FALSE | 0 | FALSE | 0 | FALSE | 0
50 |  | 0 | 3096 | FALSE |  | FALSE |  | FALSE |  | FALSE |  | FALSE |  | FALSE |  | FALSE |  | FALSE |  | FALSE |  | FALSE |  | FALSE |  | FALSE |  | FALSE |  | FALSE |  | FALSE |  | FALSE |  | FALSE |  | FALSE |  | FALSE |  | FALSE |  | FALSE |  | FALSE |  | FALSE |  | FALSE |  | FALSE |  | FALSE |  | FALSE |  | FALSE | 0 | FALSE | 0 | FALSE | 0 | TRUE | 1524 | FALSE | 0 | FALSE | 0 | FALSE | 0 | FALSE | 0 | FALSE | 0 | FALSE | 0 | FALSE | 0 | FALSE | 0 | FALSE | 0 | FALSE | 0 | FALSE | 0 | FALSE | 0 | FALSE | 0 | FALSE | 0 | FALSE | 0 | FALSE | 0 | FALSE | 0 | FALSE | 0 | FALSE | 0 | FALSE | 0
50 |  | 0 | 3095 | FALSE |  | FALSE |  | FALSE |  | FALSE |  | FALSE |  | FALSE |  | FALSE |  | FALSE |  | FALSE |  | FALSE |  | FALSE |  | FALSE |  | FALSE |  | FALSE |  | FALSE |  | FALSE |  | FALSE |  | FALSE |  | FALSE |  | FALSE |  | FALSE |  | FALSE |  | FALSE |  | FALSE |  | FALSE |  | FALSE |  | FALSE |  | FALSE | 0 | FALSE | 0 | FALSE | 0 | TRUE | 1524 | FALSE | 0 | FALSE | 0 | FALSE | 0 | FALSE | 0 | FALSE | 0 | FALSE | 0 | FALSE | 0 | FALSE | 0 | FALSE | 0 | FALSE | 0 | FALSE | 0 | FALSE | 0 | FALSE | 0 | FALSE | 0 | FALSE | 0 | FALSE | 0 | FALSE | 0 | FALSE | 0 | FALSE | 0 | FALSE | 0
50 |  | 0 | 3094 | FALSE |  | FALSE |  | FALSE |  | FALSE |  | FALSE |  | FALSE |  | FALSE |  | FALSE |  | FALSE |  | FALSE |  | FALSE |  | FALSE |  | FALSE |  | FALSE |  | FALSE |  | FALSE |  | FALSE |  | FALSE |  | FALSE |  | FALSE |  | FALSE |  | FALSE |  | FALSE |  | FALSE |  | FALSE |  | FALSE |  | FALSE |  | FALSE | 0 | FALSE | 0 | FALSE | 0 | TRUE | 1524 | FALSE | 0 | FALSE | 0 | FALSE | 0 | FALSE | 0 | FALSE | 0 | FALSE | 0 | FALSE | 0 | FALSE | 0 | FALSE | 0 | FALSE | 0 | FALSE | 0 | FALSE | 0 | FALSE | 0 | FALSE | 0 | FALSE | 0 | FALSE | 0 | FALSE | 0 | FALSE | 0 | FALSE | 0 | FALSE | 0
50 |  | 0 | 3093 | FALSE |  | FALSE |  | FALSE |  | FALSE |  | FALSE |  | FALSE |  | FALSE |  | FALSE |  | FALSE |  | FALSE |  | FALSE |  | FALSE |  | FALSE |  | FALSE |  | FALSE |  | FALSE |  | FALSE |  | FALSE |  | FALSE |  | FALSE |  | FALSE |  | FALSE |  | FALSE |  | FALSE |  | FALSE |  | FALSE |  | FALSE |  | FALSE | 0 | FALSE | 0 | FALSE | 0 | TRUE | 1524 | FALSE | 0 | FALSE | 0 | FALSE | 0 | FALSE | 0 | FALSE | 0 | FALSE | 0 | FALSE | 0 | FALSE | 0 | FALSE | 0 | FALSE | 0 | FALSE | 0 | FALSE | 0 | FALSE | 0 | FALSE | 0 | FALSE | 0 | FALSE | 0 | FALSE | 0 | FALSE | 0 | FALSE | 0 | FALSE | 0
50 |  | 0 | 3092 | FALSE |  | FALSE |  | FALSE |  | FALSE |  | FALSE |  | FALSE |  | FALSE |  | FALSE |  | FALSE |  | FALSE |  | FALSE |  | FALSE |  | FALSE |  | FALSE |  | FALSE |  | FALSE |  | FALSE |  | FALSE |  | FALSE |  | FALSE |  | FALSE |  | FALSE |  | FALSE |  | FALSE |  | FALSE |  | FALSE |  | FALSE |  | FALSE | 0 | FALSE | 0 | FALSE | 0 | TRUE | 1524 | FALSE | 0 | FALSE | 0 | FALSE | 0 | FALSE | 0 | FALSE | 0 | FALSE | 0 | FALSE | 0 | FALSE | 0 | FALSE | 0 | FALSE | 0 | FALSE | 0 | FALSE | 0 | FALSE | 0 | FALSE | 0 | FALSE | 0 | FALSE | 0 | FALSE | 0 | FALSE | 0 | FALSE | 0 | FALSE | 0
50 |  | 0 | 3091 | FALSE |  | FALSE |  | FALSE |  | FALSE |  | FALSE |  | FALSE |  | FALSE |  | FALSE |  | FALSE |  | FALSE |  | FALSE |  | FALSE |  | FALSE |  | FALSE |  | FALSE |  | FALSE |  | FALSE |  | FALSE |  | FALSE |  | FALSE |  | FALSE |  | FALSE |  | FALSE |  | FALSE |  | FALSE |  | FALSE |  | FALSE |  | FALSE | 0 | FALSE | 0 | FALSE | 0 | TRUE | 1524 | FALSE | 0 | FALSE | 0 | FALSE | 0 | FALSE | 0 | FALSE | 0 | FALSE | 0 | FALSE | 0 | FALSE | 0 | FALSE | 0 | FALSE | 0 | FALSE | 0 | FALSE | 0 | FALSE | 0 | FALSE | 0 | FALSE | 0 | FALSE | 0 | FALSE | 0 | FALSE | 0 | FALSE | 0 | FALSE | 0
50 |  | 0 | 3090 | FALSE |  | FALSE |  | FALSE |  | FALSE |  | FALSE |  | FALSE |  | FALSE |  | FALSE |  | FALSE |  | FALSE |  | FALSE |  | FALSE |  | FALSE |  | FALSE |  | FALSE |  | FALSE |  | FALSE |  | FALSE |  | FALSE |  | FALSE |  | FALSE |  | FALSE |  | FALSE |  | FALSE |  | FALSE |  | FALSE |  | FALSE |  | FALSE | 0 | FALSE | 0 | FALSE | 0 | TRUE | 1524 | FALSE | 0 | FALSE | 0 | FALSE | 0 | FALSE | 0 | FALSE | 0 | FALSE | 0 | FALSE | 0 | FALSE | 0 | FALSE | 0 | FALSE | 0 | FALSE | 0 | FALSE | 0 | FALSE | 0 | FALSE | 0 | FALSE | 0 | FALSE | 0 | FALSE | 0 | FALSE | 0 | FALSE | 0 | FALSE | 0
50 |  | 0 | 3089 | FALSE |  | FALSE |  | FALSE |  | FALSE |  | FALSE |  | FALSE |  | FALSE |  | FALSE |  | FALSE |  | FALSE |  | FALSE |  | FALSE |  | FALSE |  | FALSE |  | FALSE |  | FALSE |  | FALSE |  | FALSE |  | FALSE |  | FALSE |  | FALSE |  | FALSE |  | FALSE |  | FALSE |  | FALSE |  | FALSE |  | FALSE |  | FALSE | 0 | FALSE | 0 | FALSE | 0 | TRUE | 1524 | FALSE | 0 | FALSE | 0 | FALSE | 0 | FALSE | 0 | FALSE | 0 | FALSE | 0 | FALSE | 0 | FALSE | 0 | FALSE | 0 | FALSE | 0 | FALSE | 0 | FALSE | 0 | FALSE | 0 | FALSE | 0 | FALSE | 0 | FALSE | 0 | FALSE | 0 | FALSE | 0 | FALSE | 0 | FALSE | 0
50 |  | 0 | 3088 | FALSE |  | FALSE |  | FALSE |  | FALSE |  | FALSE |  | FALSE |  | FALSE |  | FALSE |  | FALSE |  | FALSE |  | FALSE |  | FALSE |  | FALSE |  | FALSE |  | FALSE |  | FALSE |  | FALSE |  | FALSE |  | FALSE |  | FALSE |  | FALSE |  | FALSE |  | FALSE |  | FALSE |  | FALSE |  | FALSE |  | FALSE | 0 | FALSE | 0 | FALSE | 0 | FALSE | 0 | TRUE | 1524 | FALSE | 0 | FALSE | 0 | FALSE | 0 | FALSE | 0 | FALSE | 0 | FALSE | 0 | FALSE | 0 | FALSE | 0 | FALSE | 0 | FALSE | 0 | FALSE | 0 | FALSE | 0 | FALSE | 0 | FALSE | 0 | FALSE | 0 | FALSE | 0 | FALSE | 0 | FALSE | 0 | FALSE | 0 | FALSE | 0
50 |  | 0 | 3087 | FALSE |  | FALSE |  | FALSE |  | FALSE |  | FALSE |  | FALSE |  | FALSE |  | FALSE |  | FALSE |  | FALSE |  | FALSE |  | FALSE |  | FALSE |  | FALSE |  | FALSE |  | FALSE |  | FALSE |  | FALSE |  | FALSE |  | FALSE |  | FALSE |  | FALSE |  | FALSE |  | FALSE |  | FALSE |  | FALSE |  | FALSE | 0 | FALSE | 0 | FALSE | 0 | FALSE | 0 | TRUE | 1524 | FALSE | 0 | FALSE | 0 | FALSE | 0 | FALSE | 0 | FALSE | 0 | FALSE | 0 | FALSE | 0 | FALSE | 0 | FALSE | 0 | FALSE | 0 | FALSE | 0 | FALSE | 0 | FALSE | 0 | FALSE | 0 | FALSE | 0 | FALSE | 0 | FALSE | 0 | FALSE | 0 | FALSE | 0 | FALSE | 0
50 |  | 0 | 3086 | FALSE |  | FALSE |  | FALSE |  | FALSE |  | FALSE |  | FALSE |  | FALSE |  | FALSE |  | FALSE |  | FALSE |  | FALSE |  | FALSE |  | FALSE |  | FALSE |  | FALSE |  | FALSE |  | FALSE |  | FALSE |  | FALSE |  | FALSE |  | FALSE |  | FALSE |  | FALSE |  | FALSE |  | FALSE |  | FALSE |  | FALSE | 0 | FALSE | 0 | FALSE | 0 | FALSE | 0 | TRUE | 1524 | FALSE | 0 | FALSE | 0 | FALSE | 0 | FALSE | 0 | FALSE | 0 | FALSE | 0 | FALSE | 0 | FALSE | 0 | FALSE | 0 | FALSE | 0 | FALSE | 0 | FALSE | 0 | FALSE | 0 | FALSE | 0 | FALSE | 0 | FALSE | 0 | FALSE | 0 | FALSE | 0 | FALSE | 0 | FALSE | 0
50 |  | 0 | 3085 | FALSE |  | FALSE |  | FALSE |  | FALSE |  | FALSE |  | FALSE |  | FALSE |  | FALSE |  | FALSE |  | FALSE |  | FALSE |  | FALSE |  | FALSE |  | FALSE |  | FALSE |  | FALSE |  | FALSE |  | FALSE |  | FALSE |  | FALSE |  | FALSE |  | FALSE |  | FALSE |  | FALSE |  | FALSE |  | FALSE |  | FALSE | 0 | FALSE | 0 | FALSE | 0 | FALSE | 0 | TRUE | 1524 | FALSE | 0 | FALSE | 0 | FALSE | 0 | FALSE | 0 | FALSE | 0 | FALSE | 0 | FALSE | 0 | FALSE | 0 | FALSE | 0 | FALSE | 0 | FALSE | 0 | FALSE | 0 | FALSE | 0 | FALSE | 0 | FALSE | 0 | FALSE | 0 | FALSE | 0 | FALSE | 0 | FALSE | 0 | FALSE | 0
50 |  | 0 | 3084 | FALSE |  | FALSE |  | FALSE |  | FALSE |  | FALSE |  | FALSE |  | FALSE |  | FALSE |  | FALSE |  | FALSE |  | FALSE |  | FALSE |  | FALSE |  | FALSE |  | FALSE |  | FALSE |  | FALSE |  | FALSE |  | FALSE |  | FALSE |  | FALSE |  | FALSE |  | FALSE |  | FALSE |  | FALSE |  | FALSE |  | FALSE | 0 | FALSE | 0 | FALSE | 0 | FALSE | 0 | TRUE | 1524 | FALSE | 0 | FALSE | 0 | FALSE | 0 | FALSE | 0 | FALSE | 0 | FALSE | 0 | FALSE | 0 | FALSE | 0 | FALSE | 0 | FALSE | 0 | FALSE | 0 | FALSE | 0 | FALSE | 0 | FALSE | 0 | FALSE | 0 | FALSE | 0 | FALSE | 0 | FALSE | 0 | FALSE | 0 | FALSE | 0
50 |  | 0 | 3083 | FALSE |  | FALSE |  | FALSE |  | FALSE |  | FALSE |  | FALSE |  | FALSE |  | FALSE |  | FALSE |  | FALSE |  | FALSE |  | FALSE |  | FALSE |  | FALSE |  | FALSE |  | FALSE |  | FALSE |  | FALSE |  | FALSE |  | FALSE |  | FALSE |  | FALSE |  | FALSE |  | FALSE |  | FALSE |  | FALSE |  | FALSE | 0 | FALSE | 0 | FALSE | 0 | FALSE | 0 | TRUE | 1524 | FALSE | 0 | FALSE | 0 | FALSE | 0 | FALSE | 0 | FALSE | 0 | FALSE | 0 | FALSE | 0 | FALSE | 0 | FALSE | 0 | FALSE | 0 | FALSE | 0 | FALSE | 0 | FALSE | 0 | FALSE | 0 | FALSE | 0 | FALSE | 0 | FALSE | 0 | FALSE | 0 | FALSE | 0 | FALSE | 0
50 |  | 0 | 3082 | FALSE |  | FALSE |  | FALSE |  | FALSE |  | FALSE |  | FALSE |  | FALSE |  | FALSE |  | FALSE |  | FALSE |  | FALSE |  | FALSE |  | FALSE |  | FALSE |  | FALSE |  | FALSE |  | FALSE |  | FALSE |  | FALSE |  | FALSE |  | FALSE |  | FALSE |  | FALSE |  | FALSE |  | FALSE |  | FALSE |  | FALSE | 0 | FALSE | 0 | FALSE | 0 | FALSE | 0 | TRUE | 1524 | FALSE | 0 | FALSE | 0 | FALSE | 0 | FALSE | 0 | FALSE | 0 | FALSE | 0 | FALSE | 0 | FALSE | 0 | FALSE | 0 | FALSE | 0 | FALSE | 0 | FALSE | 0 | FALSE | 0 | FALSE | 0 | FALSE | 0 | FALSE | 0 | FALSE | 0 | FALSE | 0 | FALSE | 0 | FALSE | 0
50 |  | 0 | 3081 | FALSE |  | FALSE |  | FALSE |  | FALSE |  | FALSE |  | FALSE |  | FALSE |  | FALSE |  | FALSE |  | FALSE |  | FALSE |  | FALSE |  | FALSE |  | FALSE |  | FALSE |  | FALSE |  | FALSE |  | FALSE |  | FALSE |  | FALSE |  | FALSE |  | FALSE |  | FALSE |  | FALSE |  | FALSE |  | FALSE |  | FALSE | 0 | FALSE | 0 | FALSE | 0 | FALSE | 0 | TRUE | 1524 | FALSE | 0 | FALSE | 0 | FALSE | 0 | FALSE | 0 | FALSE | 0 | FALSE | 0 | FALSE | 0 | FALSE | 0 | FALSE | 0 | FALSE | 0 | FALSE | 0 | FALSE | 0 | FALSE | 0 | FALSE | 0 | FALSE | 0 | FALSE | 0 | FALSE | 0 | FALSE | 0 | FALSE | 0 | FALSE | 0
50 |  | 0 | 3080 | FALSE |  | FALSE |  | FALSE |  | FALSE |  | FALSE |  | FALSE |  | FALSE |  | FALSE |  | FALSE |  | FALSE |  | FALSE |  | FALSE |  | FALSE |  | FALSE |  | FALSE |  | FALSE |  | FALSE |  | FALSE |  | FALSE |  | FALSE |  | FALSE |  | FALSE |  | FALSE |  | FALSE |  | FALSE |  | FALSE |  | FALSE | 0 | FALSE | 0 | FALSE | 0 | FALSE | 0 | TRUE | 1524 | FALSE | 0 | FALSE | 0 | FALSE | 0 | FALSE | 0 | FALSE | 0 | FALSE | 0 | FALSE | 0 | FALSE | 0 | FALSE | 0 | FALSE | 0 | FALSE | 0 | FALSE | 0 | FALSE | 0 | FALSE | 0 | FALSE | 0 | FALSE | 0 | FALSE | 0 | FALSE | 0 | FALSE | 0 | FALSE | 0
50 |  | 0 | 3079 | FALSE |  | FALSE |  | FALSE |  | FALSE |  | FALSE |  | FALSE |  | FALSE |  | FALSE |  | FALSE |  | FALSE |  | FALSE |  | FALSE |  | FALSE |  | FALSE |  | FALSE |  | FALSE |  | FALSE |  | FALSE |  | FALSE |  | FALSE |  | FALSE |  | FALSE |  | FALSE |  | FALSE |  | FALSE |  | FALSE |  | FALSE | 0 | FALSE | 0 | FALSE | 0 | FALSE | 0 | TRUE | 1524 | FALSE | 0 | FALSE | 0 | FALSE | 0 | FALSE | 0 | FALSE | 0 | FALSE | 0 | FALSE | 0 | FALSE | 0 | FALSE | 0 | FALSE | 0 | FALSE | 0 | FALSE | 0 | FALSE | 0 | FALSE | 0 | FALSE | 0 | FALSE | 0 | FALSE | 0 | FALSE | 0 | FALSE | 0 | FALSE | 0
50 |  | 0 | 3078 | FALSE |  | FALSE |  | FALSE |  | FALSE |  | FALSE |  | FALSE |  | FALSE |  | FALSE |  | FALSE |  | FALSE |  | FALSE |  | FALSE |  | FALSE |  | FALSE |  | FALSE |  | FALSE |  | FALSE |  | FALSE |  | FALSE |  | FALSE |  | FALSE |  | FALSE |  | FALSE |  | FALSE |  | FALSE |  | FALSE |  | FALSE | 0 | FALSE | 0 | FALSE | 0 | FALSE | 0 | TRUE | 1524 | FALSE | 0 | FALSE | 0 | FALSE | 0 | FALSE | 0 | FALSE | 0 | FALSE | 0 | FALSE | 0 | FALSE | 0 | FALSE | 0 | FALSE | 0 | FALSE | 0 | FALSE | 0 | FALSE | 0 | FALSE | 0 | FALSE | 0 | FALSE | 0 | FALSE | 0 | FALSE | 0 | FALSE | 0 | FALSE | 0
50 |  | 0 | 3077 | FALSE |  | FALSE |  | FALSE |  | FALSE |  | FALSE |  | FALSE |  | FALSE |  | FALSE |  | FALSE |  | FALSE |  | FALSE |  | FALSE |  | FALSE |  | FALSE |  | FALSE |  | FALSE |  | FALSE |  | FALSE |  | FALSE |  | FALSE |  | FALSE |  | FALSE |  | FALSE |  | FALSE |  | FALSE |  | FALSE |  | FALSE | 0 | FALSE | 0 | FALSE | 0 | FALSE | 0 | TRUE | 1524 | FALSE | 0 | FALSE | 0 | FALSE | 0 | FALSE | 0 | FALSE | 0 | FALSE | 0 | FALSE | 0 | FALSE | 0 | FALSE | 0 | FALSE | 0 | FALSE | 0 | FALSE | 0 | FALSE | 0 | FALSE | 0 | FALSE | 0 | FALSE | 0 | FALSE | 0 | FALSE | 0 | FALSE | 0 | FALSE | 0
50 |  | 0 | 3076 | FALSE |  | FALSE |  | FALSE |  | FALSE |  | FALSE |  | FALSE |  | FALSE |  | FALSE |  | FALSE |  | FALSE |  | FALSE |  | FALSE |  | FALSE |  | FALSE |  | FALSE |  | FALSE |  | FALSE |  | FALSE |  | FALSE |  | FALSE |  | FALSE |  | FALSE |  | FALSE |  | FALSE |  | FALSE |  | FALSE |  | FALSE | 0 | FALSE | 0 | FALSE | 0 | FALSE | 0 | TRUE | 1524 | FALSE | 0 | FALSE | 0 | FALSE | 0 | FALSE | 0 | FALSE | 0 | FALSE | 0 | FALSE | 0 | FALSE | 0 | FALSE | 0 | FALSE | 0 | FALSE | 0 | FALSE | 0 | FALSE | 0 | FALSE | 0 | FALSE | 0 | FALSE | 0 | FALSE | 0 | FALSE | 0 | FALSE | 0 | FALSE | 0
50 |  | 0 | 3075 | FALSE |  | FALSE |  | FALSE |  | FALSE |  | FALSE |  | FALSE |  | FALSE |  | FALSE |  | FALSE |  | FALSE |  | FALSE |  | FALSE |  | FALSE |  | FALSE |  | FALSE |  | FALSE |  | FALSE |  | FALSE |  | FALSE |  | FALSE |  | FALSE |  | FALSE |  | FALSE |  | FALSE |  | FALSE |  | FALSE |  | FALSE | 0 | FALSE | 0 | FALSE | 0 | FALSE | 0 | TRUE | 1524 | FALSE | 0 | FALSE | 0 | FALSE | 0 | FALSE | 0 | FALSE | 0 | FALSE | 0 | FALSE | 0 | FALSE | 0 | FALSE | 0 | FALSE | 0 | FALSE | 0 | FALSE | 0 | FALSE | 0 | FALSE | 0 | FALSE | 0 | FALSE | 0 | FALSE | 0 | FALSE | 0 | FALSE | 0 | FALSE | 0
50 |  | 0 | 3074 | FALSE |  | FALSE |  | FALSE |  | FALSE |  | FALSE |  | FALSE |  | FALSE |  | FALSE |  | FALSE |  | FALSE |  | FALSE |  | FALSE |  | FALSE |  | FALSE |  | FALSE |  | FALSE |  | FALSE |  | FALSE |  | FALSE |  | FALSE |  | FALSE |  | FALSE |  | FALSE |  | FALSE |  | FALSE |  | FALSE |  | FALSE | 0 | FALSE | 0 | FALSE | 0 | FALSE | 0 | TRUE | 1524 | FALSE | 0 | FALSE | 0 | FALSE | 0 | FALSE | 0 | FALSE | 0 | FALSE | 0 | FALSE | 0 | FALSE | 0 | FALSE | 0 | FALSE | 0 | FALSE | 0 | FALSE | 0 | FALSE | 0 | FALSE | 0 | FALSE | 0 | FALSE | 0 | FALSE | 0 | FALSE | 0 | FALSE | 0 | FALSE | 0
50 |  | 0 | 3073 | FALSE |  | FALSE |  | FALSE |  | FALSE |  | FALSE |  | FALSE |  | FALSE |  | FALSE |  | FALSE |  | FALSE |  | FALSE |  | FALSE |  | FALSE |  | FALSE |  | FALSE |  | FALSE |  | FALSE |  | FALSE |  | FALSE |  | FALSE |  | FALSE |  | FALSE |  | FALSE |  | FALSE |  | FALSE |  | FALSE |  | FALSE | 0 | FALSE | 0 | FALSE | 0 | FALSE | 0 | TRUE | 1524 | FALSE | 0 | FALSE | 0 | FALSE | 0 | FALSE | 0 | FALSE | 0 | FALSE | 0 | FALSE | 0 | FALSE | 0 | FALSE | 0 | FALSE | 0 | FALSE | 0 | FALSE | 0 | FALSE | 0 | FALSE | 0 | FALSE | 0 | FALSE | 0 | FALSE | 0 | FALSE | 0 | FALSE | 0 | FALSE | 0
50 |  | 0 | 3072 | FALSE |  | FALSE |  | FALSE |  | FALSE |  | FALSE |  | FALSE |  | FALSE |  | FALSE |  | FALSE |  | FALSE |  | FALSE |  | FALSE |  | FALSE |  | FALSE |  | FALSE |  | FALSE |  | FALSE |  | FALSE |  | FALSE |  | FALSE |  | FALSE |  | FALSE |  | FALSE |  | FALSE |  | FALSE |  | FALSE |  | FALSE | 0 | FALSE | 0 | FALSE | 0 | FALSE | 0 | TRUE | 1524 | FALSE | 0 | FALSE | 0 | FALSE | 0 | FALSE | 0 | FALSE | 0 | FALSE | 0 | FALSE | 0 | FALSE | 0 | FALSE | 0 | FALSE | 0 | FALSE | 0 | FALSE | 0 | FALSE | 0 | FALSE | 0 | FALSE | 0 | FALSE | 0 | FALSE | 0 | FALSE | 0 | FALSE | 0 | FALSE | 0
50 |  | 0 | 3071 | FALSE |  | FALSE |  | FALSE |  | FALSE |  | FALSE |  | FALSE |  | FALSE |  | FALSE |  | FALSE |  | FALSE |  | FALSE |  | FALSE |  | FALSE |  | FALSE |  | FALSE |  | FALSE |  | FALSE |  | FALSE |  | FALSE |  | FALSE |  | FALSE |  | FALSE |  | FALSE |  | FALSE |  | FALSE |  | FALSE |  | FALSE | 0 | FALSE | 0 | FALSE | 0 | FALSE | 0 | TRUE | 1524 | FALSE | 0 | FALSE | 0 | FALSE | 0 | FALSE | 0 | FALSE | 0 | FALSE | 0 | FALSE | 0 | FALSE | 0 | FALSE | 0 | FALSE | 0 | FALSE | 0 | FALSE | 0 | FALSE | 0 | FALSE | 0 | FALSE | 0 | FALSE | 0 | FALSE | 0 | FALSE | 0 | FALSE | 0 | FALSE | 0
50 |  | 0 | 3070 | FALSE |  | FALSE |  | FALSE |  | FALSE |  | FALSE |  | FALSE |  | FALSE |  | FALSE |  | FALSE |  | FALSE |  | FALSE |  | FALSE |  | FALSE |  | FALSE |  | FALSE |  | FALSE |  | FALSE |  | FALSE |  | FALSE |  | FALSE |  | FALSE |  | FALSE |  | FALSE |  | FALSE |  | FALSE |  | FALSE |  | FALSE | 0 | FALSE | 0 | FALSE | 0 | FALSE | 0 | TRUE | 1524 | FALSE | 0 | FALSE | 0 | FALSE | 0 | FALSE | 0 | FALSE | 0 | FALSE | 0 | FALSE | 0 | FALSE | 0 | FALSE | 0 | FALSE | 0 | FALSE | 0 | FALSE | 0 | FALSE | 0 | FALSE | 0 | FALSE | 0 | FALSE | 0 | FALSE | 0 | FALSE | 0 | FALSE | 0 | FALSE | 0
50 |  | 0 | 3069 | FALSE |  | FALSE |  | FALSE |  | FALSE |  | FALSE |  | FALSE |  | FALSE |  | FALSE |  | FALSE |  | FALSE |  | FALSE |  | FALSE |  | FALSE |  | FALSE |  | FALSE |  | FALSE |  | FALSE |  | FALSE |  | FALSE |  | FALSE |  | FALSE |  | FALSE |  | FALSE |  | FALSE |  | FALSE |  | FALSE |  | FALSE | 0 | FALSE | 0 | FALSE | 0 | FALSE | 0 | TRUE | 1524 | FALSE | 0 | FALSE | 0 | FALSE | 0 | FALSE | 0 | FALSE | 0 | FALSE | 0 | FALSE | 0 | FALSE | 0 | FALSE | 0 | FALSE | 0 | FALSE | 0 | FALSE | 0 | FALSE | 0 | FALSE | 0 | FALSE | 0 | FALSE | 0 | FALSE | 0 | FALSE | 0 | FALSE | 0 | FALSE | 0
50 |  | 0 | 3068 | FALSE |  | FALSE |  | FALSE |  | FALSE |  | FALSE |  | FALSE |  | FALSE |  | FALSE |  | FALSE |  | FALSE |  | FALSE |  | FALSE |  | FALSE |  | FALSE |  | FALSE |  | FALSE |  | FALSE |  | FALSE |  | FALSE |  | FALSE |  | FALSE |  | FALSE |  | FALSE |  | FALSE |  | FALSE |  | FALSE |  | FALSE | 0 | FALSE | 0 | FALSE | 0 | FALSE | 0 | TRUE | 1524 | FALSE | 0 | FALSE | 0 | FALSE | 0 | FALSE | 0 | FALSE | 0 | FALSE | 0 | FALSE | 0 | FALSE | 0 | FALSE | 0 | FALSE | 0 | FALSE | 0 | FALSE | 0 | FALSE | 0 | FALSE | 0 | FALSE | 0 | FALSE | 0 | FALSE | 0 | FALSE | 0 | FALSE | 0 | FALSE | 0
50 |  | 0 | 3067 | FALSE |  | FALSE |  | FALSE |  | FALSE |  | FALSE |  | FALSE |  | FALSE |  | FALSE |  | FALSE |  | FALSE |  | FALSE |  | FALSE |  | FALSE |  | FALSE |  | FALSE |  | FALSE |  | FALSE |  | FALSE |  | FALSE |  | FALSE |  | FALSE |  | FALSE |  | FALSE |  | FALSE |  | FALSE |  | FALSE |  | FALSE | 0 | FALSE | 0 | FALSE | 0 | FALSE | 0 | TRUE | 1524 | FALSE | 0 | FALSE | 0 | FALSE | 0 | FALSE | 0 | FALSE | 0 | FALSE | 0 | FALSE | 0 | FALSE | 0 | FALSE | 0 | FALSE | 0 | FALSE | 0 | FALSE | 0 | FALSE | 0 | FALSE | 0 | FALSE | 0 | FALSE | 0 | FALSE | 0 | FALSE | 0 | FALSE | 0 | FALSE | 0
50 |  | 0 | 3066 | FALSE |  | FALSE |  | FALSE |  | FALSE |  | FALSE |  | FALSE |  | FALSE |  | FALSE |  | FALSE |  | FALSE |  | FALSE |  | FALSE |  | FALSE |  | FALSE |  | FALSE |  | FALSE |  | FALSE |  | FALSE |  | FALSE |  | FALSE |  | FALSE |  | FALSE |  | FALSE |  | FALSE |  | FALSE |  | FALSE |  | FALSE | 0 | FALSE | 0 | FALSE | 0 | FALSE | 0 | TRUE | 1524 | FALSE | 0 | FALSE | 0 | FALSE | 0 | FALSE | 0 | FALSE | 0 | FALSE | 0 | FALSE | 0 | FALSE | 0 | FALSE | 0 | FALSE | 0 | FALSE | 0 | FALSE | 0 | FALSE | 0 | FALSE | 0 | FALSE | 0 | FALSE | 0 | FALSE | 0 | FALSE | 0 | FALSE | 0 | FALSE | 0
50 |  | 0 | 3065 | FALSE |  | FALSE |  | FALSE |  | FALSE |  | FALSE |  | FALSE |  | FALSE |  | FALSE |  | FALSE |  | FALSE |  | FALSE |  | FALSE |  | FALSE |  | FALSE |  | FALSE |  | FALSE |  | FALSE |  | FALSE |  | FALSE |  | FALSE |  | FALSE |  | FALSE |  | FALSE |  | FALSE |  | FALSE |  | FALSE |  | FALSE | 0 | FALSE | 0 | FALSE | 0 | FALSE | 0 | TRUE | 1524 | FALSE | 0 | FALSE | 0 | FALSE | 0 | FALSE | 0 | FALSE | 0 | FALSE | 0 | FALSE | 0 | FALSE | 0 | FALSE | 0 | FALSE | 0 | FALSE | 0 | FALSE | 0 | FALSE | 0 | FALSE | 0 | FALSE | 0 | FALSE | 0 | FALSE | 0 | FALSE | 0 | FALSE | 0 | FALSE | 0
50 |  | 0 | 3064 | FALSE |  | FALSE |  | FALSE |  | FALSE |  | FALSE |  | FALSE |  | FALSE |  | FALSE |  | FALSE |  | FALSE |  | FALSE |  | FALSE |  | FALSE |  | FALSE |  | FALSE |  | FALSE |  | FALSE |  | FALSE |  | FALSE |  | FALSE |  | FALSE |  | FALSE |  | FALSE |  | FALSE |  | FALSE |  | FALSE |  | FALSE | 0 | FALSE | 0 | FALSE | 0 | FALSE | 0 | TRUE | 1524 | FALSE | 0 | FALSE | 0 | FALSE | 0 | FALSE | 0 | FALSE | 0 | FALSE | 0 | FALSE | 0 | FALSE | 0 | FALSE | 0 | FALSE | 0 | FALSE | 0 | FALSE | 0 | FALSE | 0 | FALSE | 0 | FALSE | 0 | FALSE | 0 | FALSE | 0 | FALSE | 0 | FALSE | 0 | FALSE | 0
50 |  | 0 | 3063 | FALSE |  | FALSE |  | FALSE |  | FALSE |  | FALSE |  | FALSE |  | FALSE |  | FALSE |  | FALSE |  | FALSE |  | FALSE |  | FALSE |  | FALSE |  | FALSE |  | FALSE |  | FALSE |  | FALSE |  | FALSE |  | FALSE |  | FALSE |  | FALSE |  | FALSE |  | FALSE |  | FALSE |  | FALSE |  | FALSE |  | FALSE | 0 | FALSE | 0 | FALSE | 0 | FALSE | 0 | TRUE | 1524 | FALSE | 0 | FALSE | 0 | FALSE | 0 | FALSE | 0 | FALSE | 0 | FALSE | 0 | FALSE | 0 | FALSE | 0 | FALSE | 0 | FALSE | 0 | FALSE | 0 | FALSE | 0 | FALSE | 0 | FALSE | 0 | FALSE | 0 | FALSE | 0 | FALSE | 0 | FALSE | 0 | FALSE | 0 | FALSE | 0
50 |  | 0 | 3062 | FALSE |  | FALSE |  | FALSE |  | FALSE |  | FALSE |  | FALSE |  | FALSE |  | FALSE |  | FALSE |  | FALSE |  | FALSE |  | FALSE |  | FALSE |  | FALSE |  | FALSE |  | FALSE |  | FALSE |  | FALSE |  | FALSE |  | FALSE |  | FALSE |  | FALSE |  | FALSE |  | FALSE |  | FALSE |  | FALSE |  | FALSE | 0 | FALSE | 0 | FALSE | 0 | FALSE | 0 | TRUE | 1524 | FALSE | 0 | FALSE | 0 | FALSE | 0 | FALSE | 0 | FALSE | 0 | FALSE | 0 | FALSE | 0 | FALSE | 0 | FALSE | 0 | FALSE | 0 | FALSE | 0 | FALSE | 0 | FALSE | 0 | FALSE | 0 | FALSE | 0 | FALSE | 0 | FALSE | 0 | FALSE | 0 | FALSE | 0 | FALSE | 0
50 |  | 0 | 3061 | FALSE |  | FALSE |  | FALSE |  | FALSE |  | FALSE |  | FALSE |  | FALSE |  | FALSE |  | FALSE |  | FALSE |  | FALSE |  | FALSE |  | FALSE |  | FALSE |  | FALSE |  | FALSE |  | FALSE |  | FALSE |  | FALSE |  | FALSE |  | FALSE |  | FALSE |  | FALSE |  | FALSE |  | FALSE |  | FALSE |  | FALSE | 0 | FALSE | 0 | FALSE | 0 | FALSE | 0 | TRUE | 1524 | FALSE | 0 | FALSE | 0 | FALSE | 0 | FALSE | 0 | FALSE | 0 | FALSE | 0 | FALSE | 0 | FALSE | 0 | FALSE | 0 | FALSE | 0 | FALSE | 0 | FALSE | 0 | FALSE | 0 | FALSE | 0 | FALSE | 0 | FALSE | 0 | FALSE | 0 | FALSE | 0 | FALSE | 0 | FALSE | 0
50 |  | 0 | 3060 | FALSE |  | FALSE |  | FALSE |  | FALSE |  | FALSE |  | FALSE |  | FALSE |  | FALSE |  | FALSE |  | FALSE |  | FALSE |  | FALSE |  | FALSE |  | FALSE |  | FALSE |  | FALSE |  | FALSE |  | FALSE |  | FALSE |  | FALSE |  | FALSE |  | FALSE |  | FALSE |  | FALSE |  | FALSE |  | FALSE |  | FALSE | 0 | FALSE | 0 | FALSE | 0 | FALSE | 0 | TRUE | 1524 | FALSE | 0 | FALSE | 0 | FALSE | 0 | FALSE | 0 | FALSE | 0 | FALSE | 0 | FALSE | 0 | FALSE | 0 | FALSE | 0 | FALSE | 0 | FALSE | 0 | FALSE | 0 | FALSE | 0 | FALSE | 0 | FALSE | 0 | FALSE | 0 | FALSE | 0 | FALSE | 0 | FALSE | 0 | FALSE | 0
50 |  | 0 | 3059 | FALSE |  | FALSE |  | FALSE |  | FALSE |  | FALSE |  | FALSE |  | FALSE |  | FALSE |  | FALSE |  | FALSE |  | FALSE |  | FALSE |  | FALSE |  | FALSE |  | FALSE |  | FALSE |  | FALSE |  | FALSE |  | FALSE |  | FALSE |  | FALSE |  | FALSE |  | FALSE |  | FALSE |  | FALSE |  | FALSE |  | FALSE | 0 | FALSE | 0 | FALSE | 0 | FALSE | 0 | TRUE | 1524 | FALSE | 0 | FALSE | 0 | FALSE | 0 | FALSE | 0 | FALSE | 0 | FALSE | 0 | FALSE | 0 | FALSE | 0 | FALSE | 0 | FALSE | 0 | FALSE | 0 | FALSE | 0 | FALSE | 0 | FALSE | 0 | FALSE | 0 | FALSE | 0 | FALSE | 0 | FALSE | 0 | FALSE | 0 | FALSE | 0
50 |  | 0 | 3058 | FALSE |  | FALSE |  | FALSE |  | FALSE |  | FALSE |  | FALSE |  | FALSE |  | FALSE |  | FALSE |  | FALSE |  | FALSE |  | FALSE |  | FALSE |  | FALSE |  | FALSE |  | FALSE |  | FALSE |  | FALSE |  | FALSE |  | FALSE |  | FALSE |  | FALSE |  | FALSE |  | FALSE |  | FALSE |  | FALSE |  | FALSE | 0 | FALSE | 0 | FALSE | 0 | FALSE | 0 | TRUE | 1524 | FALSE | 0 | FALSE | 0 | FALSE | 0 | FALSE | 0 | FALSE | 0 | FALSE | 0 | FALSE | 0 | FALSE | 0 | FALSE | 0 | FALSE | 0 | FALSE | 0 | FALSE | 0 | FALSE | 0 | FALSE | 0 | FALSE | 0 | FALSE | 0 | FALSE | 0 | FALSE | 0 | FALSE | 0 | FALSE | 0
50 |  | 0 | 3057 | FALSE |  | FALSE |  | FALSE |  | FALSE |  | FALSE |  | FALSE |  | FALSE |  | FALSE |  | FALSE |  | FALSE |  | FALSE |  | FALSE |  | FALSE |  | FALSE |  | FALSE |  | FALSE |  | FALSE |  | FALSE |  | FALSE |  | FALSE |  | FALSE |  | FALSE |  | FALSE |  | FALSE |  | FALSE |  | FALSE |  | FALSE | 0 | FALSE | 0 | FALSE | 0 | FALSE | 0 | TRUE | 1524 | FALSE | 0 | FALSE | 0 | FALSE | 0 | FALSE | 0 | FALSE | 0 | FALSE | 0 | FALSE | 0 | FALSE | 0 | FALSE | 0 | FALSE | 0 | FALSE | 0 | FALSE | 0 | FALSE | 0 | FALSE | 0 | FALSE | 0 | FALSE | 0 | FALSE | 0 | FALSE | 0 | FALSE | 0 | FALSE | 0
50 |  | 0 | 3056 | FALSE |  | FALSE |  | FALSE |  | FALSE |  | FALSE |  | FALSE |  | FALSE |  | FALSE |  | FALSE |  | FALSE |  | FALSE |  | FALSE |  | FALSE |  | FALSE |  | FALSE |  | FALSE |  | FALSE |  | FALSE |  | FALSE |  | FALSE |  | FALSE |  | FALSE |  | FALSE |  | FALSE |  | FALSE |  | FALSE |  | FALSE | 0 | FALSE | 0 | FALSE | 0 | FALSE | 0 | TRUE | 1524 | FALSE | 0 | FALSE | 0 | FALSE | 0 | FALSE | 0 | FALSE | 0 | FALSE | 0 | FALSE | 0 | FALSE | 0 | FALSE | 0 | FALSE | 0 | FALSE | 0 | FALSE | 0 | FALSE | 0 | FALSE | 0 | FALSE | 0 | FALSE | 0 | FALSE | 0 | FALSE | 0 | FALSE | 0 | FALSE | 0
50 |  | 0 | 3055 | FALSE |  | FALSE |  | FALSE |  | FALSE |  | FALSE |  | FALSE |  | FALSE |  | FALSE |  | FALSE |  | FALSE |  | FALSE |  | FALSE |  | FALSE |  | FALSE |  | FALSE |  | FALSE |  | FALSE |  | FALSE |  | FALSE |  | FALSE |  | FALSE |  | FALSE |  | FALSE |  | FALSE |  | FALSE |  | FALSE |  | FALSE | 0 | FALSE | 0 | FALSE | 0 | FALSE | 0 | TRUE | 1524 | FALSE | 0 | FALSE | 0 | FALSE | 0 | FALSE | 0 | FALSE | 0 | FALSE | 0 | FALSE | 0 | FALSE | 0 | FALSE | 0 | FALSE | 0 | FALSE | 0 | FALSE | 0 | FALSE | 0 | FALSE | 0 | FALSE | 0 | FALSE | 0 | FALSE | 0 | FALSE | 0 | FALSE | 0 | FALSE | 0
50 |  | 0 | 3054 | FALSE |  | FALSE |  | FALSE |  | FALSE |  | FALSE |  | FALSE |  | FALSE |  | FALSE |  | FALSE |  | FALSE |  | FALSE |  | FALSE |  | FALSE |  | FALSE |  | FALSE |  | FALSE |  | FALSE |  | FALSE |  | FALSE |  | FALSE |  | FALSE |  | FALSE |  | FALSE |  | FALSE |  | FALSE |  | FALSE |  | FALSE | 0 | FALSE | 0 | FALSE | 0 | FALSE | 0 | TRUE | 1524 | FALSE | 0 | FALSE | 0 | FALSE | 0 | FALSE | 0 | FALSE | 0 | FALSE | 0 | FALSE | 0 | FALSE | 0 | FALSE | 0 | FALSE | 0 | FALSE | 0 | FALSE | 0 | FALSE | 0 | FALSE | 0 | FALSE | 0 | FALSE | 0 | FALSE | 0 | FALSE | 0 | FALSE | 0 | FALSE | 0
50 |  | 0 | 3053 | FALSE |  | FALSE |  | FALSE |  | FALSE |  | FALSE |  | FALSE |  | FALSE |  | FALSE |  | FALSE |  | FALSE |  | FALSE |  | FALSE |  | FALSE |  | FALSE |  | FALSE |  | FALSE |  | FALSE |  | FALSE |  | FALSE |  | FALSE |  | FALSE |  | FALSE |  | FALSE |  | FALSE |  | FALSE |  | FALSE |  | FALSE | 0 | FALSE | 0 | FALSE | 0 | FALSE | 0 | TRUE | 1524 | FALSE | 0 | FALSE | 0 | FALSE | 0 | FALSE | 0 | FALSE | 0 | FALSE | 0 | FALSE | 0 | FALSE | 0 | FALSE | 0 | FALSE | 0 | FALSE | 0 | FALSE | 0 | FALSE | 0 | FALSE | 0 | FALSE | 0 | FALSE | 0 | FALSE | 0 | FALSE | 0 | FALSE | 0 | FALSE | 0
50 |  | 0 | 3052 | FALSE |  | FALSE |  | FALSE |  | FALSE |  | FALSE |  | FALSE |  | FALSE |  | FALSE |  | FALSE |  | FALSE |  | FALSE |  | FALSE |  | FALSE |  | FALSE |  | FALSE |  | FALSE |  | FALSE |  | FALSE |  | FALSE |  | FALSE |  | FALSE |  | FALSE |  | FALSE |  | FALSE |  | FALSE |  | FALSE |  | FALSE | 0 | FALSE | 0 | FALSE | 0 | FALSE | 0 | TRUE | 1524 | FALSE | 0 | FALSE | 0 | FALSE | 0 | FALSE | 0 | FALSE | 0 | FALSE | 0 | FALSE | 0 | FALSE | 0 | FALSE | 0 | FALSE | 0 | FALSE | 0 | FALSE | 0 | FALSE | 0 | FALSE | 0 | FALSE | 0 | FALSE | 0 | FALSE | 0 | FALSE | 0 | FALSE | 0 | FALSE | 0
50 |  | 0 | 3051 | FALSE |  | FALSE |  | FALSE |  | FALSE |  | FALSE |  | FALSE |  | FALSE |  | FALSE |  | FALSE |  | FALSE |  | FALSE |  | FALSE |  | FALSE |  | FALSE |  | FALSE |  | FALSE |  | FALSE |  | FALSE |  | FALSE |  | FALSE |  | FALSE |  | FALSE |  | FALSE |  | FALSE |  | FALSE |  | FALSE |  | FALSE | 0 | FALSE | 0 | FALSE | 0 | FALSE | 0 | TRUE | 1524 | FALSE | 0 | FALSE | 0 | FALSE | 0 | FALSE | 0 | FALSE | 0 | FALSE | 0 | FALSE | 0 | FALSE | 0 | FALSE | 0 | FALSE | 0 | FALSE | 0 | FALSE | 0 | FALSE | 0 | FALSE | 0 | FALSE | 0 | FALSE | 0 | FALSE | 0 | FALSE | 0 | FALSE | 0 | FALSE | 0
50 |  | 0 | 3050 | FALSE |  | FALSE |  | FALSE |  | FALSE |  | FALSE |  | FALSE |  | FALSE |  | FALSE |  | FALSE |  | FALSE |  | FALSE |  | FALSE |  | FALSE |  | FALSE |  | FALSE |  | FALSE |  | FALSE |  | FALSE |  | FALSE |  | FALSE |  | FALSE |  | FALSE |  | FALSE |  | FALSE |  | FALSE |  | FALSE |  | FALSE | 0 | FALSE | 0 | FALSE | 0 | FALSE | 0 | TRUE | 1524 | FALSE | 0 | FALSE | 0 | FALSE | 0 | FALSE | 0 | FALSE | 0 | FALSE | 0 | FALSE | 0 | FALSE | 0 | FALSE | 0 | FALSE | 0 | FALSE | 0 | FALSE | 0 | FALSE | 0 | FALSE | 0 | FALSE | 0 | FALSE | 0 | FALSE | 0 | FALSE | 0 | FALSE | 0 | FALSE | 0
50 |  | 0 | 3049 | FALSE |  | FALSE |  | FALSE |  | FALSE |  | FALSE |  | FALSE |  | FALSE |  | FALSE |  | FALSE |  | FALSE |  | FALSE |  | FALSE |  | FALSE |  | FALSE |  | FALSE |  | FALSE |  | FALSE |  | FALSE |  | FALSE |  | FALSE |  | FALSE |  | FALSE |  | FALSE |  | FALSE |  | FALSE |  | FALSE |  | FALSE | 0 | FALSE | 0 | FALSE | 0 | FALSE | 0 | TRUE | 1524 | FALSE | 0 | FALSE | 0 | FALSE | 0 | FALSE | 0 | FALSE | 0 | FALSE | 0 | FALSE | 0 | FALSE | 0 | FALSE | 0 | FALSE | 0 | FALSE | 0 | FALSE | 0 | FALSE | 0 | FALSE | 0 | FALSE | 0 | FALSE | 0 | FALSE | 0 | FALSE | 0 | FALSE | 0 | FALSE | 0
50 |  | 0 | 3048 | FALSE |  | FALSE |  | FALSE |  | FALSE |  | FALSE |  | FALSE |  | FALSE |  | FALSE |  | FALSE |  | FALSE |  | FALSE |  | FALSE |  | FALSE |  | FALSE |  | FALSE |  | FALSE |  | FALSE |  | FALSE |  | FALSE |  | FALSE |  | FALSE |  | FALSE |  | FALSE |  | FALSE |  | FALSE |  | FALSE |  | FALSE | 0 | FALSE | 0 | FALSE | 0 | FALSE | 0 | TRUE | 1524 | FALSE | 0 | FALSE | 0 | FALSE | 0 | FALSE | 0 | FALSE | 0 | FALSE | 0 | FALSE | 0 | FALSE | 0 | FALSE | 0 | FALSE | 0 | FALSE | 0 | FALSE | 0 | FALSE | 0 | FALSE | 0 | FALSE | 0 | FALSE | 0 | FALSE | 0 | FALSE | 0 | FALSE | 0 | FALSE | 0
50 |  | 0 | 3047 | FALSE |  | FALSE |  | FALSE |  | FALSE |  | FALSE |  | FALSE |  | FALSE |  | FALSE |  | FALSE |  | FALSE |  | FALSE |  | FALSE |  | FALSE |  | FALSE |  | FALSE |  | FALSE |  | FALSE |  | FALSE |  | FALSE |  | FALSE |  | FALSE |  | FALSE |  | FALSE |  | FALSE |  | FALSE |  | FALSE |  | FALSE | 0 | FALSE | 0 | FALSE | 0 | FALSE | 0 | TRUE | 1524 | FALSE | 0 | FALSE | 0 | FALSE | 0 | FALSE | 0 | FALSE | 0 | FALSE | 0 | FALSE | 0 | FALSE | 0 | FALSE | 0 | FALSE | 0 | FALSE | 0 | FALSE | 0 | FALSE | 0 | FALSE | 0 | FALSE | 0 | FALSE | 0 | FALSE | 0 | FALSE | 0 | FALSE | 0 | FALSE | 0
50 |  | 0 | 3046 | FALSE |  | FALSE |  | FALSE |  | FALSE |  | FALSE |  | FALSE |  | FALSE |  | FALSE |  | FALSE |  | FALSE |  | FALSE |  | FALSE |  | FALSE |  | FALSE |  | FALSE |  | FALSE |  | FALSE |  | FALSE |  | FALSE |  | FALSE |  | FALSE |  | FALSE |  | FALSE |  | FALSE |  | FALSE |  | FALSE |  | FALSE | 0 | FALSE | 0 | FALSE | 0 | FALSE | 0 | TRUE | 1524 | FALSE | 0 | FALSE | 0 | FALSE | 0 | FALSE | 0 | FALSE | 0 | FALSE | 0 | FALSE | 0 | FALSE | 0 | FALSE | 0 | FALSE | 0 | FALSE | 0 | FALSE | 0 | FALSE | 0 | FALSE | 0 | FALSE | 0 | FALSE | 0 | FALSE | 0 | FALSE | 0 | FALSE | 0 | FALSE | 0
50 |  | 0 | 3045 | FALSE |  | FALSE |  | FALSE |  | FALSE |  | FALSE |  | FALSE |  | FALSE |  | FALSE |  | FALSE |  | FALSE |  | FALSE |  | FALSE |  | FALSE |  | FALSE |  | FALSE |  | FALSE |  | FALSE |  | FALSE |  | FALSE |  | FALSE |  | FALSE |  | FALSE |  | FALSE |  | FALSE |  | FALSE |  | FALSE |  | FALSE | 0 | FALSE | 0 | FALSE | 0 | FALSE | 0 | TRUE | 1524 | FALSE | 0 | FALSE | 0 | FALSE | 0 | FALSE | 0 | FALSE | 0 | FALSE | 0 | FALSE | 0 | FALSE | 0 | FALSE | 0 | FALSE | 0 | FALSE | 0 | FALSE | 0 | FALSE | 0 | FALSE | 0 | FALSE | 0 | FALSE | 0 | FALSE | 0 | FALSE | 0 | FALSE | 0 | FALSE | 0
50 |  | 0 | 3044 | FALSE |  | FALSE |  | FALSE |  | FALSE |  | FALSE |  | FALSE |  | FALSE |  | FALSE |  | FALSE |  | FALSE |  | FALSE |  | FALSE |  | FALSE |  | FALSE |  | FALSE |  | FALSE |  | FALSE |  | FALSE |  | FALSE |  | FALSE |  | FALSE |  | FALSE |  | FALSE |  | FALSE |  | FALSE |  | FALSE |  | FALSE | 0 | FALSE | 0 | FALSE | 0 | FALSE | 0 | TRUE | 1524 | FALSE | 0 | FALSE | 0 | FALSE | 0 | FALSE | 0 | FALSE | 0 | FALSE | 0 | FALSE | 0 | FALSE | 0 | FALSE | 0 | FALSE | 0 | FALSE | 0 | FALSE | 0 | FALSE | 0 | FALSE | 0 | FALSE | 0 | FALSE | 0 | FALSE | 0 | FALSE | 0 | FALSE | 0 | FALSE | 0
50 |  | 0 | 3043 | FALSE |  | FALSE |  | FALSE |  | FALSE |  | FALSE |  | FALSE |  | FALSE |  | FALSE |  | FALSE |  | FALSE |  | FALSE |  | FALSE |  | FALSE |  | FALSE |  | FALSE |  | FALSE |  | FALSE |  | FALSE |  | FALSE |  | FALSE |  | FALSE |  | FALSE |  | FALSE |  | FALSE |  | FALSE |  | FALSE |  | FALSE | 0 | FALSE | 0 | FALSE | 0 | FALSE | 0 | TRUE | 1524 | FALSE | 0 | FALSE | 0 | FALSE | 0 | FALSE | 0 | FALSE | 0 | FALSE | 0 | FALSE | 0 | FALSE | 0 | FALSE | 0 | FALSE | 0 | FALSE | 0 | FALSE | 0 | FALSE | 0 | FALSE | 0 | FALSE | 0 | FALSE | 0 | FALSE | 0 | FALSE | 0 | FALSE | 0 | FALSE | 0
50 |  | 0 | 3042 | FALSE |  | FALSE |  | FALSE |  | FALSE |  | FALSE |  | FALSE |  | FALSE |  | FALSE |  | FALSE |  | FALSE |  | FALSE |  | FALSE |  | FALSE |  | FALSE |  | FALSE |  | FALSE |  | FALSE |  | FALSE |  | FALSE |  | FALSE |  | FALSE |  | FALSE |  | FALSE |  | FALSE |  | FALSE |  | FALSE |  | FALSE | 0 | FALSE | 0 | FALSE | 0 | FALSE | 0 | TRUE | 1524 | FALSE | 0 | FALSE | 0 | FALSE | 0 | FALSE | 0 | FALSE | 0 | FALSE | 0 | FALSE | 0 | FALSE | 0 | FALSE | 0 | FALSE | 0 | FALSE | 0 | FALSE | 0 | FALSE | 0 | FALSE | 0 | FALSE | 0 | FALSE | 0 | FALSE | 0 | FALSE | 0 | FALSE | 0 | FALSE | 0
50 |  | 0 | 3041 | FALSE |  | FALSE |  | FALSE |  | FALSE |  | FALSE |  | FALSE |  | FALSE |  | FALSE |  | FALSE |  | FALSE |  | FALSE |  | FALSE |  | FALSE |  | FALSE |  | FALSE |  | FALSE |  | FALSE |  | FALSE |  | FALSE |  | FALSE |  | FALSE |  | FALSE |  | FALSE |  | FALSE |  | FALSE |  | FALSE |  | FALSE | 0 | FALSE | 0 | FALSE | 0 | FALSE | 0 | TRUE | 1524 | FALSE | 0 | FALSE | 0 | FALSE | 0 | FALSE | 0 | FALSE | 0 | FALSE | 0 | FALSE | 0 | FALSE | 0 | FALSE | 0 | FALSE | 0 | FALSE | 0 | FALSE | 0 | FALSE | 0 | FALSE | 0 | FALSE | 0 | FALSE | 0 | FALSE | 0 | FALSE | 0 | FALSE | 0 | FALSE | 0
50 |  | 0 | 3040 | FALSE |  | FALSE |  | FALSE |  | FALSE |  | FALSE |  | FALSE |  | FALSE |  | FALSE |  | FALSE |  | FALSE |  | FALSE |  | FALSE |  | FALSE |  | FALSE |  | FALSE |  | FALSE |  | FALSE |  | FALSE |  | FALSE |  | FALSE |  | FALSE |  | FALSE |  | FALSE |  | FALSE |  | FALSE |  | FALSE |  | FALSE | 0 | FALSE | 0 | FALSE | 0 | FALSE | 0 | TRUE | 1524 | FALSE | 0 | FALSE | 0 | FALSE | 0 | FALSE | 0 | FALSE | 0 | FALSE | 0 | FALSE | 0 | FALSE | 0 | FALSE | 0 | FALSE | 0 | FALSE | 0 | FALSE | 0 | FALSE | 0 | FALSE | 0 | FALSE | 0 | FALSE | 0 | FALSE | 0 | FALSE | 0 | FALSE | 0 | FALSE | 0
50 |  | 0 | 3039 | FALSE |  | FALSE |  | FALSE |  | FALSE |  | FALSE |  | FALSE |  | FALSE |  | FALSE |  | FALSE |  | FALSE |  | FALSE |  | FALSE |  | FALSE |  | FALSE |  | FALSE |  | FALSE |  | FALSE |  | FALSE |  | FALSE |  | FALSE |  | FALSE |  | FALSE |  | FALSE |  | FALSE |  | FALSE |  | FALSE |  | FALSE | 0 | FALSE | 0 | FALSE | 0 | FALSE | 0 | TRUE | 1524 | FALSE | 0 | FALSE | 0 | FALSE | 0 | FALSE | 0 | FALSE | 0 | FALSE | 0 | FALSE | 0 | FALSE | 0 | FALSE | 0 | FALSE | 0 | FALSE | 0 | FALSE | 0 | FALSE | 0 | FALSE | 0 | FALSE | 0 | FALSE | 0 | FALSE | 0 | FALSE | 0 | FALSE | 0 | FALSE | 0
50 |  | 0 | 3038 | FALSE |  | FALSE |  | FALSE |  | FALSE |  | FALSE |  | FALSE |  | FALSE |  | FALSE |  | FALSE |  | FALSE |  | FALSE |  | FALSE |  | FALSE |  | FALSE |  | FALSE |  | FALSE |  | FALSE |  | FALSE |  | FALSE |  | FALSE |  | FALSE |  | FALSE |  | FALSE |  | FALSE |  | FALSE |  | FALSE |  | FALSE | 0 | FALSE | 0 | FALSE | 0 | FALSE | 0 | TRUE | 1524 | FALSE | 0 | FALSE | 0 | FALSE | 0 | FALSE | 0 | FALSE | 0 | FALSE | 0 | FALSE | 0 | FALSE | 0 | FALSE | 0 | FALSE | 0 | FALSE | 0 | FALSE | 0 | FALSE | 0 | FALSE | 0 | FALSE | 0 | FALSE | 0 | FALSE | 0 | FALSE | 0 | FALSE | 0 | FALSE | 0
50 |  | 0 | 3037 | FALSE |  | FALSE |  | FALSE |  | FALSE |  | FALSE |  | FALSE |  | FALSE |  | FALSE |  | FALSE |  | FALSE |  | FALSE |  | FALSE |  | FALSE |  | FALSE |  | FALSE |  | FALSE |  | FALSE |  | FALSE |  | FALSE |  | FALSE |  | FALSE |  | FALSE |  | FALSE |  | FALSE |  | FALSE |  | FALSE |  | FALSE | 0 | FALSE | 0 | FALSE | 0 | FALSE | 0 | TRUE | 1524 | FALSE | 0 | FALSE | 0 | FALSE | 0 | FALSE | 0 | FALSE | 0 | FALSE | 0 | FALSE | 0 | FALSE | 0 | FALSE | 0 | FALSE | 0 | FALSE | 0 | FALSE | 0 | FALSE | 0 | FALSE | 0 | FALSE | 0 | FALSE | 0 | FALSE | 0 | FALSE | 0 | FALSE | 0 | FALSE | 0
50 |  | 0 | 3036 | FALSE |  | FALSE |  | FALSE |  | FALSE |  | FALSE |  | FALSE |  | FALSE |  | FALSE |  | FALSE |  | FALSE |  | FALSE |  | FALSE |  | FALSE |  | FALSE |  | FALSE |  | FALSE |  | FALSE |  | FALSE |  | FALSE |  | FALSE |  | FALSE |  | FALSE |  | FALSE |  | FALSE |  | FALSE |  | FALSE | 0 | FALSE | 0 | FALSE | 0 | FALSE | 0 | FALSE | 0 | TRUE | 1524 | FALSE | 0 | FALSE | 0 | FALSE | 0 | FALSE | 0 | FALSE | 0 | FALSE | 0 | FALSE | 0 | FALSE | 0 | FALSE | 0 | FALSE | 0 | FALSE | 0 | FALSE | 0 | FALSE | 0 | FALSE | 0 | FALSE | 0 | FALSE | 0 | FALSE | 0 | FALSE | 0 | FALSE | 0 | FALSE | 0
50 |  | 0 | 3035 | FALSE |  | FALSE |  | FALSE |  | FALSE |  | FALSE |  | FALSE |  | FALSE |  | FALSE |  | FALSE |  | FALSE |  | FALSE |  | FALSE |  | FALSE |  | FALSE |  | FALSE |  | FALSE |  | FALSE |  | FALSE |  | FALSE |  | FALSE |  | FALSE |  | FALSE |  | FALSE |  | FALSE |  | FALSE |  | FALSE | 0 | FALSE | 0 | FALSE | 0 | FALSE | 0 | FALSE | 0 | TRUE | 1524 | FALSE | 0 | FALSE | 0 | FALSE | 0 | FALSE | 0 | FALSE | 0 | FALSE | 0 | FALSE | 0 | FALSE | 0 | FALSE | 0 | FALSE | 0 | FALSE | 0 | FALSE | 0 | FALSE | 0 | FALSE | 0 | FALSE | 0 | FALSE | 0 | FALSE | 0 | FALSE | 0 | FALSE | 0 | FALSE | 0
50 |  | 0 | 3034 | FALSE |  | FALSE |  | FALSE |  | FALSE |  | FALSE |  | FALSE |  | FALSE |  | FALSE |  | FALSE |  | FALSE |  | FALSE |  | FALSE |  | FALSE |  | FALSE |  | FALSE |  | FALSE |  | FALSE |  | FALSE |  | FALSE |  | FALSE |  | FALSE |  | FALSE |  | FALSE |  | FALSE |  | FALSE |  | FALSE | 0 | FALSE | 0 | FALSE | 0 | FALSE | 0 | FALSE | 0 | TRUE | 1524 | FALSE | 0 | FALSE | 0 | FALSE | 0 | FALSE | 0 | FALSE | 0 | FALSE | 0 | FALSE | 0 | FALSE | 0 | FALSE | 0 | FALSE | 0 | FALSE | 0 | FALSE | 0 | FALSE | 0 | FALSE | 0 | FALSE | 0 | FALSE | 0 | FALSE | 0 | FALSE | 0 | FALSE | 0 | FALSE | 0
50 |  | 0 | 3033 | FALSE |  | FALSE |  | FALSE |  | FALSE |  | FALSE |  | FALSE |  | FALSE |  | FALSE |  | FALSE |  | FALSE |  | FALSE |  | FALSE |  | FALSE |  | FALSE |  | FALSE |  | FALSE |  | FALSE |  | FALSE |  | FALSE |  | FALSE |  | FALSE |  | FALSE |  | FALSE |  | FALSE |  | FALSE |  | FALSE | 0 | FALSE | 0 | FALSE | 0 | FALSE | 0 | FALSE | 0 | TRUE | 1524 | FALSE | 0 | FALSE | 0 | FALSE | 0 | FALSE | 0 | FALSE | 0 | FALSE | 0 | FALSE | 0 | FALSE | 0 | FALSE | 0 | FALSE | 0 | FALSE | 0 | FALSE | 0 | FALSE | 0 | FALSE | 0 | FALSE | 0 | FALSE | 0 | FALSE | 0 | FALSE | 0 | FALSE | 0 | FALSE | 0
50 |  | 0 | 3032 | FALSE |  | FALSE |  | FALSE |  | FALSE |  | FALSE |  | FALSE |  | FALSE |  | FALSE |  | FALSE |  | FALSE |  | FALSE |  | FALSE |  | FALSE |  | FALSE |  | FALSE |  | FALSE |  | FALSE |  | FALSE |  | FALSE |  | FALSE |  | FALSE |  | FALSE |  | FALSE |  | FALSE |  | FALSE |  | FALSE | 0 | FALSE | 0 | FALSE | 0 | FALSE | 0 | FALSE | 0 | TRUE | 1524 | FALSE | 0 | FALSE | 0 | FALSE | 0 | FALSE | 0 | FALSE | 0 | FALSE | 0 | FALSE | 0 | FALSE | 0 | FALSE | 0 | FALSE | 0 | FALSE | 0 | FALSE | 0 | FALSE | 0 | FALSE | 0 | FALSE | 0 | FALSE | 0 | FALSE | 0 | FALSE | 0 | FALSE | 0 | FALSE | 0
50 |  | 0 | 3031 | FALSE |  | FALSE |  | FALSE |  | FALSE |  | FALSE |  | FALSE |  | FALSE |  | FALSE |  | FALSE |  | FALSE |  | FALSE |  | FALSE |  | FALSE |  | FALSE |  | FALSE |  | FALSE |  | FALSE |  | FALSE |  | FALSE |  | FALSE |  | FALSE |  | FALSE |  | FALSE |  | FALSE |  | FALSE |  | FALSE | 0 | FALSE | 0 | FALSE | 0 | FALSE | 0 | FALSE | 0 | TRUE | 1524 | FALSE | 0 | FALSE | 0 | FALSE | 0 | FALSE | 0 | FALSE | 0 | FALSE | 0 | FALSE | 0 | FALSE | 0 | FALSE | 0 | FALSE | 0 | FALSE | 0 | FALSE | 0 | FALSE | 0 | FALSE | 0 | FALSE | 0 | FALSE | 0 | FALSE | 0 | FALSE | 0 | FALSE | 0 | FALSE | 0
50 |  | 0 | 3030 | FALSE |  | FALSE |  | FALSE |  | FALSE |  | FALSE |  | FALSE |  | FALSE |  | FALSE |  | FALSE |  | FALSE |  | FALSE |  | FALSE |  | FALSE |  | FALSE |  | FALSE |  | FALSE |  | FALSE |  | FALSE |  | FALSE |  | FALSE |  | FALSE |  | FALSE |  | FALSE |  | FALSE |  | FALSE |  | FALSE | 0 | FALSE | 0 | FALSE | 0 | FALSE | 0 | FALSE | 0 | TRUE | 1524 | FALSE | 0 | FALSE | 0 | FALSE | 0 | FALSE | 0 | FALSE | 0 | FALSE | 0 | FALSE | 0 | FALSE | 0 | FALSE | 0 | FALSE | 0 | FALSE | 0 | FALSE | 0 | FALSE | 0 | FALSE | 0 | FALSE | 0 | FALSE | 0 | FALSE | 0 | FALSE | 0 | FALSE | 0 | FALSE | 0
50 |  | 0 | 3029 | FALSE |  | FALSE |  | FALSE |  | FALSE |  | FALSE |  | FALSE |  | FALSE |  | FALSE |  | FALSE |  | FALSE |  | FALSE |  | FALSE |  | FALSE |  | FALSE |  | FALSE |  | FALSE |  | FALSE |  | FALSE |  | FALSE |  | FALSE |  | FALSE |  | FALSE |  | FALSE |  | FALSE |  | FALSE |  | FALSE | 0 | FALSE | 0 | FALSE | 0 | FALSE | 0 | FALSE | 0 | TRUE | 1524 | FALSE | 0 | FALSE | 0 | FALSE | 0 | FALSE | 0 | FALSE | 0 | FALSE | 0 | FALSE | 0 | FALSE | 0 | FALSE | 0 | FALSE | 0 | FALSE | 0 | FALSE | 0 | FALSE | 0 | FALSE | 0 | FALSE | 0 | FALSE | 0 | FALSE | 0 | FALSE | 0 | FALSE | 0 | FALSE | 0
50 |  | 0 | 3028 | FALSE |  | FALSE |  | FALSE |  | FALSE |  | FALSE |  | FALSE |  | FALSE |  | FALSE |  | FALSE |  | FALSE |  | FALSE |  | FALSE |  | FALSE |  | FALSE |  | FALSE |  | FALSE |  | FALSE |  | FALSE |  | FALSE |  | FALSE |  | FALSE |  | FALSE |  | FALSE |  | FALSE |  | FALSE |  | FALSE | 0 | FALSE | 0 | FALSE | 0 | FALSE | 0 | FALSE | 0 | TRUE | 1524 | FALSE | 0 | FALSE | 0 | FALSE | 0 | FALSE | 0 | FALSE | 0 | FALSE | 0 | FALSE | 0 | FALSE | 0 | FALSE | 0 | FALSE | 0 | FALSE | 0 | FALSE | 0 | FALSE | 0 | FALSE | 0 | FALSE | 0 | FALSE | 0 | FALSE | 0 | FALSE | 0 | FALSE | 0 | FALSE | 0
50 |  | 0 | 3027 | FALSE |  | FALSE |  | FALSE |  | FALSE |  | FALSE |  | FALSE |  | FALSE |  | FALSE |  | FALSE |  | FALSE |  | FALSE |  | FALSE |  | FALSE |  | FALSE |  | FALSE |  | FALSE |  | FALSE |  | FALSE |  | FALSE |  | FALSE |  | FALSE |  | FALSE |  | FALSE |  | FALSE |  | FALSE |  | FALSE | 0 | FALSE | 0 | FALSE | 0 | FALSE | 0 | FALSE | 0 | TRUE | 1524 | FALSE | 0 | FALSE | 0 | FALSE | 0 | FALSE | 0 | FALSE | 0 | FALSE | 0 | FALSE | 0 | FALSE | 0 | FALSE | 0 | FALSE | 0 | FALSE | 0 | FALSE | 0 | FALSE | 0 | FALSE | 0 | FALSE | 0 | FALSE | 0 | FALSE | 0 | FALSE | 0 | FALSE | 0 | FALSE | 0
50 |  | 0 | 3026 | FALSE |  | FALSE |  | FALSE |  | FALSE |  | FALSE |  | FALSE |  | FALSE |  | FALSE |  | FALSE |  | FALSE |  | FALSE |  | FALSE |  | FALSE |  | FALSE |  | FALSE |  | FALSE |  | FALSE |  | FALSE |  | FALSE |  | FALSE |  | FALSE |  | FALSE |  | FALSE |  | FALSE |  | FALSE |  | FALSE | 0 | FALSE | 0 | FALSE | 0 | FALSE | 0 | FALSE | 0 | TRUE | 1524 | FALSE | 0 | FALSE | 0 | FALSE | 0 | FALSE | 0 | FALSE | 0 | FALSE | 0 | FALSE | 0 | FALSE | 0 | FALSE | 0 | FALSE | 0 | FALSE | 0 | FALSE | 0 | FALSE | 0 | FALSE | 0 | FALSE | 0 | FALSE | 0 | FALSE | 0 | FALSE | 0 | FALSE | 0 | FALSE | 0
50 |  | 0 | 3025 | FALSE |  | FALSE |  | FALSE |  | FALSE |  | FALSE |  | FALSE |  | FALSE |  | FALSE |  | FALSE |  | FALSE |  | FALSE |  | FALSE |  | FALSE |  | FALSE |  | FALSE |  | FALSE |  | FALSE |  | FALSE |  | FALSE |  | FALSE |  | FALSE |  | FALSE |  | FALSE |  | FALSE |  | FALSE |  | FALSE | 0 | FALSE | 0 | FALSE | 0 | FALSE | 0 | FALSE | 0 | TRUE | 1524 | FALSE | 0 | FALSE | 0 | FALSE | 0 | FALSE | 0 | FALSE | 0 | FALSE | 0 | FALSE | 0 | FALSE | 0 | FALSE | 0 | FALSE | 0 | FALSE | 0 | FALSE | 0 | FALSE | 0 | FALSE | 0 | FALSE | 0 | FALSE | 0 | FALSE | 0 | FALSE | 0 | FALSE | 0 | FALSE | 0
50 |  | 0 | 3024 | FALSE |  | FALSE |  | FALSE |  | FALSE |  | FALSE |  | FALSE |  | FALSE |  | FALSE |  | FALSE |  | FALSE |  | FALSE |  | FALSE |  | FALSE |  | FALSE |  | FALSE |  | FALSE |  | FALSE |  | FALSE |  | FALSE |  | FALSE |  | FALSE |  | FALSE |  | FALSE |  | FALSE |  | FALSE |  | FALSE | 0 | FALSE | 0 | FALSE | 0 | FALSE | 0 | FALSE | 0 | TRUE | 1524 | FALSE | 0 | FALSE | 0 | FALSE | 0 | FALSE | 0 | FALSE | 0 | FALSE | 0 | FALSE | 0 | FALSE | 0 | FALSE | 0 | FALSE | 0 | FALSE | 0 | FALSE | 0 | FALSE | 0 | FALSE | 0 | FALSE | 0 | FALSE | 0 | FALSE | 0 | FALSE | 0 | FALSE | 0 | FALSE | 0
50 |  | 0 | 3023 | FALSE |  | FALSE |  | FALSE |  | FALSE |  | FALSE |  | FALSE |  | FALSE |  | FALSE |  | FALSE |  | FALSE |  | FALSE |  | FALSE |  | FALSE |  | FALSE |  | FALSE |  | FALSE |  | FALSE |  | FALSE |  | FALSE |  | FALSE |  | FALSE |  | FALSE |  | FALSE |  | FALSE |  | FALSE |  | FALSE | 0 | FALSE | 0 | FALSE | 0 | FALSE | 0 | FALSE | 0 | TRUE | 1524 | FALSE | 0 | FALSE | 0 | FALSE | 0 | FALSE | 0 | FALSE | 0 | FALSE | 0 | FALSE | 0 | FALSE | 0 | FALSE | 0 | FALSE | 0 | FALSE | 0 | FALSE | 0 | FALSE | 0 | FALSE | 0 | FALSE | 0 | FALSE | 0 | FALSE | 0 | FALSE | 0 | FALSE | 0 | FALSE | 0
50 |  | 0 | 3022 | FALSE |  | FALSE |  | FALSE |  | FALSE |  | FALSE |  | FALSE |  | FALSE |  | FALSE |  | FALSE |  | FALSE |  | FALSE |  | FALSE |  | FALSE |  | FALSE |  | FALSE |  | FALSE |  | FALSE |  | FALSE |  | FALSE |  | FALSE |  | FALSE |  | FALSE |  | FALSE |  | FALSE |  | FALSE |  | FALSE | 0 | FALSE | 0 | FALSE | 0 | FALSE | 0 | FALSE | 0 | TRUE | 1524 | FALSE | 0 | FALSE | 0 | FALSE | 0 | FALSE | 0 | FALSE | 0 | FALSE | 0 | FALSE | 0 | FALSE | 0 | FALSE | 0 | FALSE | 0 | FALSE | 0 | FALSE | 0 | FALSE | 0 | FALSE | 0 | FALSE | 0 | FALSE | 0 | FALSE | 0 | FALSE | 0 | FALSE | 0 | FALSE | 0
50 |  | 0 | 3021 | FALSE |  | FALSE |  | FALSE |  | FALSE |  | FALSE |  | FALSE |  | FALSE |  | FALSE |  | FALSE |  | FALSE |  | FALSE |  | FALSE |  | FALSE |  | FALSE |  | FALSE |  | FALSE |  | FALSE |  | FALSE |  | FALSE |  | FALSE |  | FALSE |  | FALSE |  | FALSE |  | FALSE |  | FALSE |  | FALSE | 0 | FALSE | 0 | FALSE | 0 | FALSE | 0 | FALSE | 0 | TRUE | 1524 | FALSE | 0 | FALSE | 0 | FALSE | 0 | FALSE | 0 | FALSE | 0 | FALSE | 0 | FALSE | 0 | FALSE | 0 | FALSE | 0 | FALSE | 0 | FALSE | 0 | FALSE | 0 | FALSE | 0 | FALSE | 0 | FALSE | 0 | FALSE | 0 | FALSE | 0 | FALSE | 0 | FALSE | 0 | FALSE | 0
50 |  | 0 | 3020 | FALSE |  | FALSE |  | FALSE |  | FALSE |  | FALSE |  | FALSE |  | FALSE |  | FALSE |  | FALSE |  | FALSE |  | FALSE |  | FALSE |  | FALSE |  | FALSE |  | FALSE |  | FALSE |  | FALSE |  | FALSE |  | FALSE |  | FALSE |  | FALSE |  | FALSE |  | FALSE |  | FALSE |  | FALSE |  | FALSE | 0 | FALSE | 0 | FALSE | 0 | FALSE | 0 | FALSE | 0 | TRUE | 1524 | FALSE | 0 | FALSE | 0 | FALSE | 0 | FALSE | 0 | FALSE | 0 | FALSE | 0 | FALSE | 0 | FALSE | 0 | FALSE | 0 | FALSE | 0 | FALSE | 0 | FALSE | 0 | FALSE | 0 | FALSE | 0 | FALSE | 0 | FALSE | 0 | FALSE | 0 | FALSE | 0 | FALSE | 0 | FALSE | 0
50 |  | 0 | 3019 | FALSE |  | FALSE |  | FALSE |  | FALSE |  | FALSE |  | FALSE |  | FALSE |  | FALSE |  | FALSE |  | FALSE |  | FALSE |  | FALSE |  | FALSE |  | FALSE |  | FALSE |  | FALSE |  | FALSE |  | FALSE |  | FALSE |  | FALSE |  | FALSE |  | FALSE |  | FALSE |  | FALSE |  | FALSE |  | FALSE | 0 | FALSE | 0 | FALSE | 0 | FALSE | 0 | FALSE | 0 | TRUE | 1524 | FALSE | 0 | FALSE | 0 | FALSE | 0 | FALSE | 0 | FALSE | 0 | FALSE | 0 | FALSE | 0 | FALSE | 0 | FALSE | 0 | FALSE | 0 | FALSE | 0 | FALSE | 0 | FALSE | 0 | FALSE | 0 | FALSE | 0 | FALSE | 0 | FALSE | 0 | FALSE | 0 | FALSE | 0 | FALSE | 0
50 |  | 0 | 3018 | FALSE |  | FALSE |  | FALSE |  | FALSE |  | FALSE |  | FALSE |  | FALSE |  | FALSE |  | FALSE |  | FALSE |  | FALSE |  | FALSE |  | FALSE |  | FALSE |  | FALSE |  | FALSE |  | FALSE |  | FALSE |  | FALSE |  | FALSE |  | FALSE |  | FALSE |  | FALSE |  | FALSE |  | FALSE |  | FALSE | 0 | FALSE | 0 | FALSE | 0 | FALSE | 0 | FALSE | 0 | TRUE | 1524 | FALSE | 0 | FALSE | 0 | FALSE | 0 | FALSE | 0 | FALSE | 0 | FALSE | 0 | FALSE | 0 | FALSE | 0 | FALSE | 0 | FALSE | 0 | FALSE | 0 | FALSE | 0 | FALSE | 0 | FALSE | 0 | FALSE | 0 | FALSE | 0 | FALSE | 0 | FALSE | 0 | FALSE | 0 | FALSE | 0
50 |  | 0 | 3017 | FALSE |  | FALSE |  | FALSE |  | FALSE |  | FALSE |  | FALSE |  | FALSE |  | FALSE |  | FALSE |  | FALSE |  | FALSE |  | FALSE |  | FALSE |  | FALSE |  | FALSE |  | FALSE |  | FALSE |  | FALSE |  | FALSE |  | FALSE |  | FALSE |  | FALSE |  | FALSE |  | FALSE |  | FALSE |  | FALSE | 0 | FALSE | 0 | FALSE | 0 | FALSE | 0 | FALSE | 0 | TRUE | 1524 | FALSE | 0 | FALSE | 0 | FALSE | 0 | FALSE | 0 | FALSE | 0 | FALSE | 0 | FALSE | 0 | FALSE | 0 | FALSE | 0 | FALSE | 0 | FALSE | 0 | FALSE | 0 | FALSE | 0 | FALSE | 0 | FALSE | 0 | FALSE | 0 | FALSE | 0 | FALSE | 0 | FALSE | 0 | FALSE | 0
50 |  | 0 | 3016 | FALSE |  | FALSE |  | FALSE |  | FALSE |  | FALSE |  | FALSE |  | FALSE |  | FALSE |  | FALSE |  | FALSE |  | FALSE |  | FALSE |  | FALSE |  | FALSE |  | FALSE |  | FALSE |  | FALSE |  | FALSE |  | FALSE |  | FALSE |  | FALSE |  | FALSE |  | FALSE |  | FALSE |  | FALSE |  | FALSE | 0 | FALSE | 0 | FALSE | 0 | FALSE | 0 | FALSE | 0 | TRUE | 1524 | FALSE | 0 | FALSE | 0 | FALSE | 0 | FALSE | 0 | FALSE | 0 | FALSE | 0 | FALSE | 0 | FALSE | 0 | FALSE | 0 | FALSE | 0 | FALSE | 0 | FALSE | 0 | FALSE | 0 | FALSE | 0 | FALSE | 0 | FALSE | 0 | FALSE | 0 | FALSE | 0 | FALSE | 0 | FALSE | 0
50 |  | 0 | 3015 | FALSE |  | FALSE |  | FALSE |  | FALSE |  | FALSE |  | FALSE |  | FALSE |  | FALSE |  | FALSE |  | FALSE |  | FALSE |  | FALSE |  | FALSE |  | FALSE |  | FALSE |  | FALSE |  | FALSE |  | FALSE |  | FALSE |  | FALSE |  | FALSE |  | FALSE |  | FALSE |  | FALSE |  | FALSE |  | FALSE | 0 | FALSE | 0 | FALSE | 0 | FALSE | 0 | FALSE | 0 | TRUE | 1524 | FALSE | 0 | FALSE | 0 | FALSE | 0 | FALSE | 0 | FALSE | 0 | FALSE | 0 | FALSE | 0 | FALSE | 0 | FALSE | 0 | FALSE | 0 | FALSE | 0 | FALSE | 0 | FALSE | 0 | FALSE | 0 | FALSE | 0 | FALSE | 0 | FALSE | 0 | FALSE | 0 | FALSE | 0 | FALSE | 0
50 |  | 0 | 3014 | FALSE |  | FALSE |  | FALSE |  | FALSE |  | FALSE |  | FALSE |  | FALSE |  | FALSE |  | FALSE |  | FALSE |  | FALSE |  | FALSE |  | FALSE |  | FALSE |  | FALSE |  | FALSE |  | FALSE |  | FALSE |  | FALSE |  | FALSE |  | FALSE |  | FALSE |  | FALSE |  | FALSE |  | FALSE |  | FALSE | 0 | FALSE | 0 | FALSE | 0 | FALSE | 0 | FALSE | 0 | TRUE | 1524 | FALSE | 0 | FALSE | 0 | FALSE | 0 | FALSE | 0 | FALSE | 0 | FALSE | 0 | FALSE | 0 | FALSE | 0 | FALSE | 0 | FALSE | 0 | FALSE | 0 | FALSE | 0 | FALSE | 0 | FALSE | 0 | FALSE | 0 | FALSE | 0 | FALSE | 0 | FALSE | 0 | FALSE | 0 | FALSE | 0
50 |  | 0 | 3013 | FALSE |  | FALSE |  | FALSE |  | FALSE |  | FALSE |  | FALSE |  | FALSE |  | FALSE |  | FALSE |  | FALSE |  | FALSE |  | FALSE |  | FALSE |  | FALSE |  | FALSE |  | FALSE |  | FALSE |  | FALSE |  | FALSE |  | FALSE |  | FALSE |  | FALSE |  | FALSE |  | FALSE |  | FALSE |  | FALSE | 0 | FALSE | 0 | FALSE | 0 | FALSE | 0 | FALSE | 0 | TRUE | 1524 | FALSE | 0 | FALSE | 0 | FALSE | 0 | FALSE | 0 | FALSE | 0 | FALSE | 0 | FALSE | 0 | FALSE | 0 | FALSE | 0 | FALSE | 0 | FALSE | 0 | FALSE | 0 | FALSE | 0 | FALSE | 0 | FALSE | 0 | FALSE | 0 | FALSE | 0 | FALSE | 0 | FALSE | 0 | FALSE | 0
50 |  | 0 | 3012 | FALSE |  | FALSE |  | FALSE |  | FALSE |  | FALSE |  | FALSE |  | FALSE |  | FALSE |  | FALSE |  | FALSE |  | FALSE |  | FALSE |  | FALSE |  | FALSE |  | FALSE |  | FALSE |  | FALSE |  | FALSE |  | FALSE |  | FALSE |  | FALSE |  | FALSE |  | FALSE |  | FALSE |  | FALSE |  | FALSE | 0 | FALSE | 0 | FALSE | 0 | FALSE | 0 | FALSE | 0 | TRUE | 1524 | FALSE | 0 | FALSE | 0 | FALSE | 0 | FALSE | 0 | FALSE | 0 | FALSE | 0 | FALSE | 0 | FALSE | 0 | FALSE | 0 | FALSE | 0 | FALSE | 0 | FALSE | 0 | FALSE | 0 | FALSE | 0 | FALSE | 0 | FALSE | 0 | FALSE | 0 | FALSE | 0 | FALSE | 0 | FALSE | 0
50 |  | 0 | 3011 | FALSE |  | FALSE |  | FALSE |  | FALSE |  | FALSE |  | FALSE |  | FALSE |  | FALSE |  | FALSE |  | FALSE |  | FALSE |  | FALSE |  | FALSE |  | FALSE |  | FALSE |  | FALSE |  | FALSE |  | FALSE |  | FALSE |  | FALSE |  | FALSE |  | FALSE |  | FALSE |  | FALSE |  | FALSE |  | FALSE | 0 | FALSE | 0 | FALSE | 0 | FALSE | 0 | FALSE | 0 | TRUE | 1524 | FALSE | 0 | FALSE | 0 | FALSE | 0 | FALSE | 0 | FALSE | 0 | FALSE | 0 | FALSE | 0 | FALSE | 0 | FALSE | 0 | FALSE | 0 | FALSE | 0 | FALSE | 0 | FALSE | 0 | FALSE | 0 | FALSE | 0 | FALSE | 0 | FALSE | 0 | FALSE | 0 | FALSE | 0 | FALSE | 0
50 |  | 0 | 3010 | FALSE |  | FALSE |  | FALSE |  | FALSE |  | FALSE |  | FALSE |  | FALSE |  | FALSE |  | FALSE |  | FALSE |  | FALSE |  | FALSE |  | FALSE |  | FALSE |  | FALSE |  | FALSE |  | FALSE |  | FALSE |  | FALSE |  | FALSE |  | FALSE |  | FALSE |  | FALSE |  | FALSE |  | FALSE |  | FALSE | 0 | FALSE | 0 | FALSE | 0 | FALSE | 0 | FALSE | 0 | TRUE | 1524 | FALSE | 0 | FALSE | 0 | FALSE | 0 | FALSE | 0 | FALSE | 0 | FALSE | 0 | FALSE | 0 | FALSE | 0 | FALSE | 0 | FALSE | 0 | FALSE | 0 | FALSE | 0 | FALSE | 0 | FALSE | 0 | FALSE | 0 | FALSE | 0 | FALSE | 0 | FALSE | 0 | FALSE | 0 | FALSE | 0
50 |  | 0 | 3009 | FALSE |  | FALSE |  | FALSE |  | FALSE |  | FALSE |  | FALSE |  | FALSE |  | FALSE |  | FALSE |  | FALSE |  | FALSE |  | FALSE |  | FALSE |  | FALSE |  | FALSE |  | FALSE |  | FALSE |  | FALSE |  | FALSE |  | FALSE |  | FALSE |  | FALSE |  | FALSE |  | FALSE |  | FALSE |  | FALSE | 0 | FALSE | 0 | FALSE | 0 | FALSE | 0 | FALSE | 0 | TRUE | 1524 | FALSE | 0 | FALSE | 0 | FALSE | 0 | FALSE | 0 | FALSE | 0 | FALSE | 0 | FALSE | 0 | FALSE | 0 | FALSE | 0 | FALSE | 0 | FALSE | 0 | FALSE | 0 | FALSE | 0 | FALSE | 0 | FALSE | 0 | FALSE | 0 | FALSE | 0 | FALSE | 0 | FALSE | 0 | FALSE | 0
50 |  | 0 | 3008 | FALSE |  | FALSE |  | FALSE |  | FALSE |  | FALSE |  | FALSE |  | FALSE |  | FALSE |  | FALSE |  | FALSE |  | FALSE |  | FALSE |  | FALSE |  | FALSE |  | FALSE |  | FALSE |  | FALSE |  | FALSE |  | FALSE |  | FALSE |  | FALSE |  | FALSE |  | FALSE |  | FALSE |  | FALSE |  | FALSE | 0 | FALSE | 0 | FALSE | 0 | FALSE | 0 | FALSE | 0 | TRUE | 1524 | FALSE | 0 | FALSE | 0 | FALSE | 0 | FALSE | 0 | FALSE | 0 | FALSE | 0 | FALSE | 0 | FALSE | 0 | FALSE | 0 | FALSE | 0 | FALSE | 0 | FALSE | 0 | FALSE | 0 | FALSE | 0 | FALSE | 0 | FALSE | 0 | FALSE | 0 | FALSE | 0 | FALSE | 0 | FALSE | 0
50 |  | 0 | 3007 | FALSE |  | FALSE |  | FALSE |  | FALSE |  | FALSE |  | FALSE |  | FALSE |  | FALSE |  | FALSE |  | FALSE |  | FALSE |  | FALSE |  | FALSE |  | FALSE |  | FALSE |  | FALSE |  | FALSE |  | FALSE |  | FALSE |  | FALSE |  | FALSE |  | FALSE |  | FALSE |  | FALSE |  | FALSE |  | FALSE | 0 | FALSE | 0 | FALSE | 0 | FALSE | 0 | FALSE | 0 | TRUE | 1524 | FALSE | 0 | FALSE | 0 | FALSE | 0 | FALSE | 0 | FALSE | 0 | FALSE | 0 | FALSE | 0 | FALSE | 0 | FALSE | 0 | FALSE | 0 | FALSE | 0 | FALSE | 0 | FALSE | 0 | FALSE | 0 | FALSE | 0 | FALSE | 0 | FALSE | 0 | FALSE | 0 | FALSE | 0 | FALSE | 0
50 |  | 0 | 3006 | FALSE |  | FALSE |  | FALSE |  | FALSE |  | FALSE |  | FALSE |  | FALSE |  | FALSE |  | FALSE |  | FALSE |  | FALSE |  | FALSE |  | FALSE |  | FALSE |  | FALSE |  | FALSE |  | FALSE |  | FALSE |  | FALSE |  | FALSE |  | FALSE |  | FALSE |  | FALSE |  | FALSE |  | FALSE |  | FALSE | 0 | FALSE | 0 | FALSE | 0 | FALSE | 0 | FALSE | 0 | TRUE | 1524 | FALSE | 0 | FALSE | 0 | FALSE | 0 | FALSE | 0 | FALSE | 0 | FALSE | 0 | FALSE | 0 | FALSE | 0 | FALSE | 0 | FALSE | 0 | FALSE | 0 | FALSE | 0 | FALSE | 0 | FALSE | 0 | FALSE | 0 | FALSE | 0 | FALSE | 0 | FALSE | 0 | FALSE | 0 | FALSE | 0
50 |  | 0 | 3005 | FALSE |  | FALSE |  | FALSE |  | FALSE |  | FALSE |  | FALSE |  | FALSE |  | FALSE |  | FALSE |  | FALSE |  | FALSE |  | FALSE |  | FALSE |  | FALSE |  | FALSE |  | FALSE |  | FALSE |  | FALSE |  | FALSE |  | FALSE |  | FALSE |  | FALSE |  | FALSE |  | FALSE |  | FALSE |  | FALSE | 0 | FALSE | 0 | FALSE | 0 | FALSE | 0 | FALSE | 0 | TRUE | 1524 | FALSE | 0 | FALSE | 0 | FALSE | 0 | FALSE | 0 | FALSE | 0 | FALSE | 0 | FALSE | 0 | FALSE | 0 | FALSE | 0 | FALSE | 0 | FALSE | 0 | FALSE | 0 | FALSE | 0 | FALSE | 0 | FALSE | 0 | FALSE | 0 | FALSE | 0 | FALSE | 0 | FALSE | 0 | FALSE | 0
50 |  | 0 | 3004 | FALSE |  | FALSE |  | FALSE |  | FALSE |  | FALSE |  | FALSE |  | FALSE |  | FALSE |  | FALSE |  | FALSE |  | FALSE |  | FALSE |  | FALSE |  | FALSE |  | FALSE |  | FALSE |  | FALSE |  | FALSE |  | FALSE |  | FALSE |  | FALSE |  | FALSE |  | FALSE |  | FALSE |  | FALSE |  | FALSE | 0 | FALSE | 0 | FALSE | 0 | FALSE | 0 | FALSE | 0 | TRUE | 1524 | FALSE | 0 | FALSE | 0 | FALSE | 0 | FALSE | 0 | FALSE | 0 | FALSE | 0 | FALSE | 0 | FALSE | 0 | FALSE | 0 | FALSE | 0 | FALSE | 0 | FALSE | 0 | FALSE | 0 | FALSE | 0 | FALSE | 0 | FALSE | 0 | FALSE | 0 | FALSE | 0 | FALSE | 0 | FALSE | 0
50 |  | 0 | 3003 | FALSE |  | FALSE |  | FALSE |  | FALSE |  | FALSE |  | FALSE |  | FALSE |  | FALSE |  | FALSE |  | FALSE |  | FALSE |  | FALSE |  | FALSE |  | FALSE |  | FALSE |  | FALSE |  | FALSE |  | FALSE |  | FALSE |  | FALSE |  | FALSE |  | FALSE |  | FALSE |  | FALSE |  | FALSE |  | FALSE | 0 | FALSE | 0 | FALSE | 0 | FALSE | 0 | FALSE | 0 | TRUE | 1524 | FALSE | 0 | FALSE | 0 | FALSE | 0 | FALSE | 0 | FALSE | 0 | FALSE | 0 | FALSE | 0 | FALSE | 0 | FALSE | 0 | FALSE | 0 | FALSE | 0 | FALSE | 0 | FALSE | 0 | FALSE | 0 | FALSE | 0 | FALSE | 0 | FALSE | 0 | FALSE | 0 | FALSE | 0 | FALSE | 0
50 |  | 0 | 3002 | FALSE |  | FALSE |  | FALSE |  | FALSE |  | FALSE |  | FALSE |  | FALSE |  | FALSE |  | FALSE |  | FALSE |  | FALSE |  | FALSE |  | FALSE |  | FALSE |  | FALSE |  | FALSE |  | FALSE |  | FALSE |  | FALSE |  | FALSE |  | FALSE |  | FALSE |  | FALSE |  | FALSE |  | FALSE |  | FALSE | 0 | FALSE | 0 | FALSE | 0 | FALSE | 0 | FALSE | 0 | TRUE | 1524 | FALSE | 0 | FALSE | 0 | FALSE | 0 | FALSE | 0 | FALSE | 0 | FALSE | 0 | FALSE | 0 | FALSE | 0 | FALSE | 0 | FALSE | 0 | FALSE | 0 | FALSE | 0 | FALSE | 0 | FALSE | 0 | FALSE | 0 | FALSE | 0 | FALSE | 0 | FALSE | 0 | FALSE | 0 | FALSE | 0
50 |  | 0 | 3001 | FALSE |  | FALSE |  | FALSE |  | FALSE |  | FALSE |  | FALSE |  | FALSE |  | FALSE |  | FALSE |  | FALSE |  | FALSE |  | FALSE |  | FALSE |  | FALSE |  | FALSE |  | FALSE |  | FALSE |  | FALSE |  | FALSE |  | FALSE |  | FALSE |  | FALSE |  | FALSE |  | FALSE |  | FALSE |  | FALSE | 0 | FALSE | 0 | FALSE | 0 | FALSE | 0 | FALSE | 0 | TRUE | 1524 | FALSE | 0 | FALSE | 0 | FALSE | 0 | FALSE | 0 | FALSE | 0 | FALSE | 0 | FALSE | 0 | FALSE | 0 | FALSE | 0 | FALSE | 0 | FALSE | 0 | FALSE | 0 | FALSE | 0 | FALSE | 0 | FALSE | 0 | FALSE | 0 | FALSE | 0 | FALSE | 0 | FALSE | 0 | FALSE | 0
50 |  | 0 | 3000 | FALSE |  | FALSE |  | FALSE |  | FALSE |  | FALSE |  | FALSE |  | FALSE |  | FALSE |  | FALSE |  | FALSE |  | FALSE |  | FALSE |  | FALSE |  | FALSE |  | FALSE |  | FALSE |  | FALSE |  | FALSE |  | FALSE |  | FALSE |  | FALSE |  | FALSE |  | FALSE |  | FALSE |  | FALSE |  | FALSE | 0 | FALSE | 0 | FALSE | 0 | FALSE | 0 | FALSE | 0 | TRUE | 1400 | FALSE | 0 | FALSE | 0 | FALSE | 0 | FALSE | 0 | FALSE | 0 | FALSE | 0 | FALSE | 0 | FALSE | 0 | FALSE | 0 | FALSE | 0 | FALSE | 0 | FALSE | 0 | FALSE | 0 | FALSE | 0 | FALSE | 0 | FALSE | 0 | FALSE | 0 | FALSE | 0 | FALSE | 0 | FALSE | 0
50 |  | 0 | 2999 | FALSE |  | FALSE |  | FALSE |  | FALSE |  | FALSE |  | FALSE |  | FALSE |  | FALSE |  | FALSE |  | FALSE |  | FALSE |  | FALSE |  | FALSE |  | FALSE |  | FALSE |  | FALSE |  | FALSE |  | FALSE |  | FALSE |  | FALSE |  | FALSE |  | FALSE |  | FALSE |  | FALSE |  | FALSE |  | FALSE | 0 | FALSE | 0 | FALSE | 0 | FALSE | 0 | FALSE | 0 | TRUE | 1400 | FALSE | 0 | FALSE | 0 | FALSE | 0 | FALSE | 0 | FALSE | 0 | FALSE | 0 | FALSE | 0 | FALSE | 0 | FALSE | 0 | FALSE | 0 | FALSE | 0 | FALSE | 0 | FALSE | 0 | FALSE | 0 | FALSE | 0 | FALSE | 0 | FALSE | 0 | FALSE | 0 | FALSE | 0 | FALSE | 0
50 |  | 0 | 2998 | FALSE |  | FALSE |  | FALSE |  | FALSE |  | FALSE |  | FALSE |  | FALSE |  | FALSE |  | FALSE |  | FALSE |  | FALSE |  | FALSE |  | FALSE |  | FALSE |  | FALSE |  | FALSE |  | FALSE |  | FALSE |  | FALSE |  | FALSE |  | FALSE |  | FALSE |  | FALSE |  | FALSE |  | FALSE |  | FALSE | 0 | FALSE | 0 | FALSE | 0 | FALSE | 0 | FALSE | 0 | TRUE | 1400 | FALSE | 0 | FALSE | 0 | FALSE | 0 | FALSE | 0 | FALSE | 0 | FALSE | 0 | FALSE | 0 | FALSE | 0 | FALSE | 0 | FALSE | 0 | FALSE | 0 | FALSE | 0 | FALSE | 0 | FALSE | 0 | FALSE | 0 | FALSE | 0 | FALSE | 0 | FALSE | 0 | FALSE | 0 | FALSE | 0
50 |  | 0 | 2997 | FALSE |  | FALSE |  | FALSE |  | FALSE |  | FALSE |  | FALSE |  | FALSE |  | FALSE |  | FALSE |  | FALSE |  | FALSE |  | FALSE |  | FALSE |  | FALSE |  | FALSE |  | FALSE |  | FALSE |  | FALSE |  | FALSE |  | FALSE |  | FALSE |  | FALSE |  | FALSE |  | FALSE |  | FALSE |  | FALSE | 0 | FALSE | 0 | FALSE | 0 | FALSE | 0 | FALSE | 0 | TRUE | 1400 | FALSE | 0 | FALSE | 0 | FALSE | 0 | FALSE | 0 | FALSE | 0 | FALSE | 0 | FALSE | 0 | FALSE | 0 | FALSE | 0 | FALSE | 0 | FALSE | 0 | FALSE | 0 | FALSE | 0 | FALSE | 0 | FALSE | 0 | FALSE | 0 | FALSE | 0 | FALSE | 0 | FALSE | 0 | FALSE | 0
50 |  | 0 | 2996 | FALSE |  | FALSE |  | FALSE |  | FALSE |  | FALSE |  | FALSE |  | FALSE |  | FALSE |  | FALSE |  | FALSE |  | FALSE |  | FALSE |  | FALSE |  | FALSE |  | FALSE |  | FALSE |  | FALSE |  | FALSE |  | FALSE |  | FALSE |  | FALSE |  | FALSE |  | FALSE |  | FALSE |  | FALSE |  | FALSE | 0 | FALSE | 0 | FALSE | 0 | FALSE | 0 | FALSE | 0 | TRUE | 1400 | FALSE | 0 | FALSE | 0 | FALSE | 0 | FALSE | 0 | FALSE | 0 | FALSE | 0 | FALSE | 0 | FALSE | 0 | FALSE | 0 | FALSE | 0 | FALSE | 0 | FALSE | 0 | FALSE | 0 | FALSE | 0 | FALSE | 0 | FALSE | 0 | FALSE | 0 | FALSE | 0 | FALSE | 0 | FALSE | 0
50 |  | 0 | 2995 | FALSE |  | FALSE |  | FALSE |  | FALSE |  | FALSE |  | FALSE |  | FALSE |  | FALSE |  | FALSE |  | FALSE |  | FALSE |  | FALSE |  | FALSE |  | FALSE |  | FALSE |  | FALSE |  | FALSE |  | FALSE |  | FALSE |  | FALSE |  | FALSE |  | FALSE |  | FALSE |  | FALSE |  | FALSE |  | FALSE | 0 | FALSE | 0 | FALSE | 0 | FALSE | 0 | FALSE | 0 | TRUE | 1400 | FALSE | 0 | FALSE | 0 | FALSE | 0 | FALSE | 0 | FALSE | 0 | FALSE | 0 | FALSE | 0 | FALSE | 0 | FALSE | 0 | FALSE | 0 | FALSE | 0 | FALSE | 0 | FALSE | 0 | FALSE | 0 | FALSE | 0 | FALSE | 0 | FALSE | 0 | FALSE | 0 | FALSE | 0 | FALSE | 0
50 |  | 0 | 2994 | FALSE |  | FALSE |  | FALSE |  | FALSE |  | FALSE |  | FALSE |  | FALSE |  | FALSE |  | FALSE |  | FALSE |  | FALSE |  | FALSE |  | FALSE |  | FALSE |  | FALSE |  | FALSE |  | FALSE |  | FALSE |  | FALSE |  | FALSE |  | FALSE |  | FALSE |  | FALSE |  | FALSE |  | FALSE |  | FALSE | 0 | FALSE | 0 | FALSE | 0 | FALSE | 0 | FALSE | 0 | TRUE | 1400 | FALSE | 0 | FALSE | 0 | FALSE | 0 | FALSE | 0 | FALSE | 0 | FALSE | 0 | FALSE | 0 | FALSE | 0 | FALSE | 0 | FALSE | 0 | FALSE | 0 | FALSE | 0 | FALSE | 0 | FALSE | 0 | FALSE | 0 | FALSE | 0 | FALSE | 0 | FALSE | 0 | FALSE | 0 | FALSE | 0
50 |  | 0 | 2993 | FALSE |  | FALSE |  | FALSE |  | FALSE |  | FALSE |  | FALSE |  | FALSE |  | FALSE |  | FALSE |  | FALSE |  | FALSE |  | FALSE |  | FALSE |  | FALSE |  | FALSE |  | FALSE |  | FALSE |  | FALSE |  | FALSE |  | FALSE |  | FALSE |  | FALSE |  | FALSE |  | FALSE |  | FALSE |  | FALSE | 0 | FALSE | 0 | FALSE | 0 | FALSE | 0 | FALSE | 0 | TRUE | 1400 | FALSE | 0 | FALSE | 0 | FALSE | 0 | FALSE | 0 | FALSE | 0 | FALSE | 0 | FALSE | 0 | FALSE | 0 | FALSE | 0 | FALSE | 0 | FALSE | 0 | FALSE | 0 | FALSE | 0 | FALSE | 0 | FALSE | 0 | FALSE | 0 | FALSE | 0 | FALSE | 0 | FALSE | 0 | FALSE | 0
50 |  | 0 | 2992 | FALSE |  | FALSE |  | FALSE |  | FALSE |  | FALSE |  | FALSE |  | FALSE |  | FALSE |  | FALSE |  | FALSE |  | FALSE |  | FALSE |  | FALSE |  | FALSE |  | FALSE |  | FALSE |  | FALSE |  | FALSE |  | FALSE |  | FALSE |  | FALSE |  | FALSE |  | FALSE |  | FALSE |  | FALSE |  | FALSE | 0 | FALSE | 0 | FALSE | 0 | FALSE | 0 | FALSE | 0 | TRUE | 1400 | FALSE | 0 | FALSE | 0 | FALSE | 0 | FALSE | 0 | FALSE | 0 | FALSE | 0 | FALSE | 0 | FALSE | 0 | FALSE | 0 | FALSE | 0 | FALSE | 0 | FALSE | 0 | FALSE | 0 | FALSE | 0 | FALSE | 0 | FALSE | 0 | FALSE | 0 | FALSE | 0 | FALSE | 0 | FALSE | 0
50 |  | 0 | 2991 | FALSE |  | FALSE |  | FALSE |  | FALSE |  | FALSE |  | FALSE |  | FALSE |  | FALSE |  | FALSE |  | FALSE |  | FALSE |  | FALSE |  | FALSE |  | FALSE |  | FALSE |  | FALSE |  | FALSE |  | FALSE |  | FALSE |  | FALSE |  | FALSE |  | FALSE |  | FALSE |  | FALSE |  | FALSE |  | FALSE | 0 | FALSE | 0 | FALSE | 0 | FALSE | 0 | FALSE | 0 | TRUE | 1400 | FALSE | 0 | FALSE | 0 | FALSE | 0 | FALSE | 0 | FALSE | 0 | FALSE | 0 | FALSE | 0 | FALSE | 0 | FALSE | 0 | FALSE | 0 | FALSE | 0 | FALSE | 0 | FALSE | 0 | FALSE | 0 | FALSE | 0 | FALSE | 0 | FALSE | 0 | FALSE | 0 | FALSE | 0 | FALSE | 0
50 |  | 0 | 2990 | FALSE |  | FALSE |  | FALSE |  | FALSE |  | FALSE |  | FALSE |  | FALSE |  | FALSE |  | FALSE |  | FALSE |  | FALSE |  | FALSE |  | FALSE |  | FALSE |  | FALSE |  | FALSE |  | FALSE |  | FALSE |  | FALSE |  | FALSE |  | FALSE |  | FALSE |  | FALSE |  | FALSE |  | FALSE |  | FALSE | 0 | FALSE | 0 | FALSE | 0 | FALSE | 0 | FALSE | 0 | TRUE | 1400 | FALSE | 0 | FALSE | 0 | FALSE | 0 | FALSE | 0 | FALSE | 0 | FALSE | 0 | FALSE | 0 | FALSE | 0 | FALSE | 0 | FALSE | 0 | FALSE | 0 | FALSE | 0 | FALSE | 0 | FALSE | 0 | FALSE | 0 | FALSE | 0 | FALSE | 0 | FALSE | 0 | FALSE | 0 | FALSE | 0
50 |  | 0 | 2989 | FALSE |  | FALSE |  | FALSE |  | FALSE |  | FALSE |  | FALSE |  | FALSE |  | FALSE |  | FALSE |  | FALSE |  | FALSE |  | FALSE |  | FALSE |  | FALSE |  | FALSE |  | FALSE |  | FALSE |  | FALSE |  | FALSE |  | FALSE |  | FALSE |  | FALSE |  | FALSE |  | FALSE |  | FALSE |  | FALSE | 0 | FALSE | 0 | FALSE | 0 | FALSE | 0 | FALSE | 0 | TRUE | 1400 | FALSE | 0 | FALSE | 0 | FALSE | 0 | FALSE | 0 | FALSE | 0 | FALSE | 0 | FALSE | 0 | FALSE | 0 | FALSE | 0 | FALSE | 0 | FALSE | 0 | FALSE | 0 | FALSE | 0 | FALSE | 0 | FALSE | 0 | FALSE | 0 | FALSE | 0 | FALSE | 0 | FALSE | 0 | FALSE | 0
50 |  | 0 | 2988 | FALSE |  | FALSE |  | FALSE |  | FALSE |  | FALSE |  | FALSE |  | FALSE |  | FALSE |  | FALSE |  | FALSE |  | FALSE |  | FALSE |  | FALSE |  | FALSE |  | FALSE |  | FALSE |  | FALSE |  | FALSE |  | FALSE |  | FALSE |  | FALSE |  | FALSE |  | FALSE |  | FALSE |  | FALSE |  | FALSE | 0 | FALSE | 0 | FALSE | 0 | FALSE | 0 | FALSE | 0 | TRUE | 1400 | FALSE | 0 | FALSE | 0 | FALSE | 0 | FALSE | 0 | FALSE | 0 | FALSE | 0 | FALSE | 0 | FALSE | 0 | FALSE | 0 | FALSE | 0 | FALSE | 0 | FALSE | 0 | FALSE | 0 | FALSE | 0 | FALSE | 0 | FALSE | 0 | FALSE | 0 | FALSE | 0 | FALSE | 0 | FALSE | 0
50 |  | 0 | 2987 | FALSE |  | FALSE |  | FALSE |  | FALSE |  | FALSE |  | FALSE |  | FALSE |  | FALSE |  | FALSE |  | FALSE |  | FALSE |  | FALSE |  | FALSE |  | FALSE |  | FALSE |  | FALSE |  | FALSE |  | FALSE |  | FALSE |  | FALSE |  | FALSE |  | FALSE |  | FALSE |  | FALSE |  | FALSE |  | FALSE | 0 | FALSE | 0 | FALSE | 0 | FALSE | 0 | FALSE | 0 | TRUE | 1400 | FALSE | 0 | FALSE | 0 | FALSE | 0 | FALSE | 0 | FALSE | 0 | FALSE | 0 | FALSE | 0 | FALSE | 0 | FALSE | 0 | FALSE | 0 | FALSE | 0 | FALSE | 0 | FALSE | 0 | FALSE | 0 | FALSE | 0 | FALSE | 0 | FALSE | 0 | FALSE | 0 | FALSE | 0 | FALSE | 0
50 |  | 0 | 2986 | FALSE |  | FALSE |  | FALSE |  | FALSE |  | FALSE |  | FALSE |  | FALSE |  | FALSE |  | FALSE |  | FALSE |  | FALSE |  | FALSE |  | FALSE |  | FALSE |  | FALSE |  | FALSE |  | FALSE |  | FALSE |  | FALSE |  | FALSE |  | FALSE |  | FALSE |  | FALSE |  | FALSE |  | FALSE |  | FALSE | 0 | FALSE | 0 | FALSE | 0 | FALSE | 0 | FALSE | 0 | TRUE | 1400 | FALSE | 0 | FALSE | 0 | FALSE | 0 | FALSE | 0 | FALSE | 0 | FALSE | 0 | FALSE | 0 | FALSE | 0 | FALSE | 0 | FALSE | 0 | FALSE | 0 | FALSE | 0 | FALSE | 0 | FALSE | 0 | FALSE | 0 | FALSE | 0 | FALSE | 0 | FALSE | 0 | FALSE | 0 | FALSE | 0
50 |  | 0 | 2985 | FALSE |  | FALSE |  | FALSE |  | FALSE |  | FALSE |  | FALSE |  | FALSE |  | FALSE |  | FALSE |  | FALSE |  | FALSE |  | FALSE |  | FALSE |  | FALSE |  | FALSE |  | FALSE |  | FALSE |  | FALSE |  | FALSE |  | FALSE |  | FALSE |  | FALSE |  | FALSE |  | FALSE |  | FALSE |  | FALSE | 0 | FALSE | 0 | FALSE | 0 | FALSE | 0 | FALSE | 0 | TRUE | 1400 | FALSE | 0 | FALSE | 0 | FALSE | 0 | FALSE | 0 | FALSE | 0 | FALSE | 0 | FALSE | 0 | FALSE | 0 | FALSE | 0 | FALSE | 0 | FALSE | 0 | FALSE | 0 | FALSE | 0 | FALSE | 0 | FALSE | 0 | FALSE | 0 | FALSE | 0 | FALSE | 0 | FALSE | 0 | FALSE | 0
50 |  | 0 | 2984 | FALSE |  | FALSE |  | FALSE |  | FALSE |  | FALSE |  | FALSE |  | FALSE |  | FALSE |  | FALSE |  | FALSE |  | FALSE |  | FALSE |  | FALSE |  | FALSE |  | FALSE |  | FALSE |  | FALSE |  | FALSE |  | FALSE |  | FALSE |  | FALSE |  | FALSE |  | FALSE |  | FALSE |  | FALSE | 0 | FALSE | 0 | FALSE | 0 | FALSE | 0 | FALSE | 0 | FALSE | 0 | TRUE | 1400 | FALSE | 0 | FALSE | 0 | FALSE | 0 | FALSE | 0 | FALSE | 0 | FALSE | 0 | FALSE | 0 | FALSE | 0 | FALSE | 0 | FALSE | 0 | FALSE | 0 | FALSE | 0 | FALSE | 0 | FALSE | 0 | FALSE | 0 | FALSE | 0 | FALSE | 0 | FALSE | 0 | FALSE | 0 | FALSE | 0
50 |  | 0 | 2983 | FALSE |  | FALSE |  | FALSE |  | FALSE |  | FALSE |  | FALSE |  | FALSE |  | FALSE |  | FALSE |  | FALSE |  | FALSE |  | FALSE |  | FALSE |  | FALSE |  | FALSE |  | FALSE |  | FALSE |  | FALSE |  | FALSE |  | FALSE |  | FALSE |  | FALSE |  | FALSE |  | FALSE |  | FALSE | 0 | FALSE | 0 | FALSE | 0 | FALSE | 0 | FALSE | 0 | FALSE | 0 | TRUE | 1400 | FALSE | 0 | FALSE | 0 | FALSE | 0 | FALSE | 0 | FALSE | 0 | FALSE | 0 | FALSE | 0 | FALSE | 0 | FALSE | 0 | FALSE | 0 | FALSE | 0 | FALSE | 0 | FALSE | 0 | FALSE | 0 | FALSE | 0 | FALSE | 0 | FALSE | 0 | FALSE | 0 | FALSE | 0 | FALSE | 0
50 |  | 0 | 2982 | FALSE |  | FALSE |  | FALSE |  | FALSE |  | FALSE |  | FALSE |  | FALSE |  | FALSE |  | FALSE |  | FALSE |  | FALSE |  | FALSE |  | FALSE |  | FALSE |  | FALSE |  | FALSE |  | FALSE |  | FALSE |  | FALSE |  | FALSE |  | FALSE |  | FALSE |  | FALSE |  | FALSE |  | FALSE | 0 | FALSE | 0 | FALSE | 0 | FALSE | 0 | FALSE | 0 | FALSE | 0 | TRUE | 1400 | FALSE | 0 | FALSE | 0 | FALSE | 0 | FALSE | 0 | FALSE | 0 | FALSE | 0 | FALSE | 0 | FALSE | 0 | FALSE | 0 | FALSE | 0 | FALSE | 0 | FALSE | 0 | FALSE | 0 | FALSE | 0 | FALSE | 0 | FALSE | 0 | FALSE | 0 | FALSE | 0 | FALSE | 0 | FALSE | 0
50 |  | 0 | 2981 | FALSE |  | FALSE |  | FALSE |  | FALSE |  | FALSE |  | FALSE |  | FALSE |  | FALSE |  | FALSE |  | FALSE |  | FALSE |  | FALSE |  | FALSE |  | FALSE |  | FALSE |  | FALSE |  | FALSE |  | FALSE |  | FALSE |  | FALSE |  | FALSE |  | FALSE |  | FALSE |  | FALSE |  | FALSE | 0 | FALSE | 0 | FALSE | 0 | FALSE | 0 | FALSE | 0 | FALSE | 0 | TRUE | 1400 | FALSE | 0 | FALSE | 0 | FALSE | 0 | FALSE | 0 | FALSE | 0 | FALSE | 0 | FALSE | 0 | FALSE | 0 | FALSE | 0 | FALSE | 0 | FALSE | 0 | FALSE | 0 | FALSE | 0 | FALSE | 0 | FALSE | 0 | FALSE | 0 | FALSE | 0 | FALSE | 0 | FALSE | 0 | FALSE | 0
50 |  | 0 | 2980 | FALSE |  | FALSE |  | FALSE |  | FALSE |  | FALSE |  | FALSE |  | FALSE |  | FALSE |  | FALSE |  | FALSE |  | FALSE |  | FALSE |  | FALSE |  | FALSE |  | FALSE |  | FALSE |  | FALSE |  | FALSE |  | FALSE |  | FALSE |  | FALSE |  | FALSE |  | FALSE |  | FALSE |  | FALSE | 0 | FALSE | 0 | FALSE | 0 | FALSE | 0 | FALSE | 0 | FALSE | 0 | TRUE | 1400 | FALSE | 0 | FALSE | 0 | FALSE | 0 | FALSE | 0 | FALSE | 0 | FALSE | 0 | FALSE | 0 | FALSE | 0 | FALSE | 0 | FALSE | 0 | FALSE | 0 | FALSE | 0 | FALSE | 0 | FALSE | 0 | FALSE | 0 | FALSE | 0 | FALSE | 0 | FALSE | 0 | FALSE | 0 | FALSE | 0
50 |  | 0 | 2979 | FALSE |  | FALSE |  | FALSE |  | FALSE |  | FALSE |  | FALSE |  | FALSE |  | FALSE |  | FALSE |  | FALSE |  | FALSE |  | FALSE |  | FALSE |  | FALSE |  | FALSE |  | FALSE |  | FALSE |  | FALSE |  | FALSE |  | FALSE |  | FALSE |  | FALSE |  | FALSE |  | FALSE |  | FALSE | 0 | FALSE | 0 | FALSE | 0 | FALSE | 0 | FALSE | 0 | FALSE | 0 | TRUE | 1400 | FALSE | 0 | FALSE | 0 | FALSE | 0 | FALSE | 0 | FALSE | 0 | FALSE | 0 | FALSE | 0 | FALSE | 0 | FALSE | 0 | FALSE | 0 | FALSE | 0 | FALSE | 0 | FALSE | 0 | FALSE | 0 | FALSE | 0 | FALSE | 0 | FALSE | 0 | FALSE | 0 | FALSE | 0 | FALSE | 0
50 |  | 0 | 2978 | FALSE |  | FALSE |  | FALSE |  | FALSE |  | FALSE |  | FALSE |  | FALSE |  | FALSE |  | FALSE |  | FALSE |  | FALSE |  | FALSE |  | FALSE |  | FALSE |  | FALSE |  | FALSE |  | FALSE |  | FALSE |  | FALSE |  | FALSE |  | FALSE |  | FALSE |  | FALSE |  | FALSE |  | FALSE | 0 | FALSE | 0 | FALSE | 0 | FALSE | 0 | FALSE | 0 | FALSE | 0 | TRUE | 1400 | FALSE | 0 | FALSE | 0 | FALSE | 0 | FALSE | 0 | FALSE | 0 | FALSE | 0 | FALSE | 0 | FALSE | 0 | FALSE | 0 | FALSE | 0 | FALSE | 0 | FALSE | 0 | FALSE | 0 | FALSE | 0 | FALSE | 0 | FALSE | 0 | FALSE | 0 | FALSE | 0 | FALSE | 0 | FALSE | 0
50 |  | 0 | 2977 | FALSE |  | FALSE |  | FALSE |  | FALSE |  | FALSE |  | FALSE |  | FALSE |  | FALSE |  | FALSE |  | FALSE |  | FALSE |  | FALSE |  | FALSE |  | FALSE |  | FALSE |  | FALSE |  | FALSE |  | FALSE |  | FALSE |  | FALSE |  | FALSE |  | FALSE |  | FALSE |  | FALSE |  | FALSE | 0 | FALSE | 0 | FALSE | 0 | FALSE | 0 | FALSE | 0 | FALSE | 0 | TRUE | 1400 | FALSE | 0 | FALSE | 0 | FALSE | 0 | FALSE | 0 | FALSE | 0 | FALSE | 0 | FALSE | 0 | FALSE | 0 | FALSE | 0 | FALSE | 0 | FALSE | 0 | FALSE | 0 | FALSE | 0 | FALSE | 0 | FALSE | 0 | FALSE | 0 | FALSE | 0 | FALSE | 0 | FALSE | 0 | FALSE | 0
50 |  | 0 | 2976 | FALSE |  | FALSE |  | FALSE |  | FALSE |  | FALSE |  | FALSE |  | FALSE |  | FALSE |  | FALSE |  | FALSE |  | FALSE |  | FALSE |  | FALSE |  | FALSE |  | FALSE |  | FALSE |  | FALSE |  | FALSE |  | FALSE |  | FALSE |  | FALSE |  | FALSE |  | FALSE |  | FALSE |  | FALSE | 0 | FALSE | 0 | FALSE | 0 | FALSE | 0 | FALSE | 0 | FALSE | 0 | TRUE | 1400 | FALSE | 0 | FALSE | 0 | FALSE | 0 | FALSE | 0 | FALSE | 0 | FALSE | 0 | FALSE | 0 | FALSE | 0 | FALSE | 0 | FALSE | 0 | FALSE | 0 | FALSE | 0 | FALSE | 0 | FALSE | 0 | FALSE | 0 | FALSE | 0 | FALSE | 0 | FALSE | 0 | FALSE | 0 | FALSE | 0
50 |  | 0 | 2975 | FALSE |  | FALSE |  | FALSE |  | FALSE |  | FALSE |  | FALSE |  | FALSE |  | FALSE |  | FALSE |  | FALSE |  | FALSE |  | FALSE |  | FALSE |  | FALSE |  | FALSE |  | FALSE |  | FALSE |  | FALSE |  | FALSE |  | FALSE |  | FALSE |  | FALSE |  | FALSE |  | FALSE |  | FALSE | 0 | FALSE | 0 | FALSE | 0 | FALSE | 0 | FALSE | 0 | FALSE | 0 | TRUE | 1400 | FALSE | 0 | FALSE | 0 | FALSE | 0 | FALSE | 0 | FALSE | 0 | FALSE | 0 | FALSE | 0 | FALSE | 0 | FALSE | 0 | FALSE | 0 | FALSE | 0 | FALSE | 0 | FALSE | 0 | FALSE | 0 | FALSE | 0 | FALSE | 0 | FALSE | 0 | FALSE | 0 | FALSE | 0 | FALSE | 0
50 |  | 0 | 2974 | FALSE |  | FALSE |  | FALSE |  | FALSE |  | FALSE |  | FALSE |  | FALSE |  | FALSE |  | FALSE |  | FALSE |  | FALSE |  | FALSE |  | FALSE |  | FALSE |  | FALSE |  | FALSE |  | FALSE |  | FALSE |  | FALSE |  | FALSE |  | FALSE |  | FALSE |  | FALSE |  | FALSE |  | FALSE | 0 | FALSE | 0 | FALSE | 0 | FALSE | 0 | FALSE | 0 | FALSE | 0 | TRUE | 1400 | FALSE | 0 | FALSE | 0 | FALSE | 0 | FALSE | 0 | FALSE | 0 | FALSE | 0 | FALSE | 0 | FALSE | 0 | FALSE | 0 | FALSE | 0 | FALSE | 0 | FALSE | 0 | FALSE | 0 | FALSE | 0 | FALSE | 0 | FALSE | 0 | FALSE | 0 | FALSE | 0 | FALSE | 0 | FALSE | 0
50 |  | 0 | 2973 | FALSE |  | FALSE |  | FALSE |  | FALSE |  | FALSE |  | FALSE |  | FALSE |  | FALSE |  | FALSE |  | FALSE |  | FALSE |  | FALSE |  | FALSE |  | FALSE |  | FALSE |  | FALSE |  | FALSE |  | FALSE |  | FALSE |  | FALSE |  | FALSE |  | FALSE |  | FALSE |  | FALSE |  | FALSE | 0 | FALSE | 0 | FALSE | 0 | FALSE | 0 | FALSE | 0 | FALSE | 0 | TRUE | 1400 | FALSE | 0 | FALSE | 0 | FALSE | 0 | FALSE | 0 | FALSE | 0 | FALSE | 0 | FALSE | 0 | FALSE | 0 | FALSE | 0 | FALSE | 0 | FALSE | 0 | FALSE | 0 | FALSE | 0 | FALSE | 0 | FALSE | 0 | FALSE | 0 | FALSE | 0 | FALSE | 0 | FALSE | 0 | FALSE | 0
50 |  | 0 | 2972 | FALSE |  | FALSE |  | FALSE |  | FALSE |  | FALSE |  | FALSE |  | FALSE |  | FALSE |  | FALSE |  | FALSE |  | FALSE |  | FALSE |  | FALSE |  | FALSE |  | FALSE |  | FALSE |  | FALSE |  | FALSE |  | FALSE |  | FALSE |  | FALSE |  | FALSE |  | FALSE |  | FALSE |  | FALSE | 0 | FALSE | 0 | FALSE | 0 | FALSE | 0 | FALSE | 0 | FALSE | 0 | TRUE | 1400 | FALSE | 0 | FALSE | 0 | FALSE | 0 | FALSE | 0 | FALSE | 0 | FALSE | 0 | FALSE | 0 | FALSE | 0 | FALSE | 0 | FALSE | 0 | FALSE | 0 | FALSE | 0 | FALSE | 0 | FALSE | 0 | FALSE | 0 | FALSE | 0 | FALSE | 0 | FALSE | 0 | FALSE | 0 | FALSE | 0
50 |  | 0 | 2971 | FALSE |  | FALSE |  | FALSE |  | FALSE |  | FALSE |  | FALSE |  | FALSE |  | FALSE |  | FALSE |  | FALSE |  | FALSE |  | FALSE |  | FALSE |  | FALSE |  | FALSE |  | FALSE |  | FALSE |  | FALSE |  | FALSE |  | FALSE |  | FALSE |  | FALSE |  | FALSE |  | FALSE |  | FALSE | 0 | FALSE | 0 | FALSE | 0 | FALSE | 0 | FALSE | 0 | FALSE | 0 | TRUE | 1400 | FALSE | 0 | FALSE | 0 | FALSE | 0 | FALSE | 0 | FALSE | 0 | FALSE | 0 | FALSE | 0 | FALSE | 0 | FALSE | 0 | FALSE | 0 | FALSE | 0 | FALSE | 0 | FALSE | 0 | FALSE | 0 | FALSE | 0 | FALSE | 0 | FALSE | 0 | FALSE | 0 | FALSE | 0 | FALSE | 0
50 |  | 0 | 2970 | FALSE |  | FALSE |  | FALSE |  | FALSE |  | FALSE |  | FALSE |  | FALSE |  | FALSE |  | FALSE |  | FALSE |  | FALSE |  | FALSE |  | FALSE |  | FALSE |  | FALSE |  | FALSE |  | FALSE |  | FALSE |  | FALSE |  | FALSE |  | FALSE |  | FALSE |  | FALSE |  | FALSE |  | FALSE | 0 | FALSE | 0 | FALSE | 0 | FALSE | 0 | FALSE | 0 | FALSE | 0 | TRUE | 1400 | FALSE | 0 | FALSE | 0 | FALSE | 0 | FALSE | 0 | FALSE | 0 | FALSE | 0 | FALSE | 0 | FALSE | 0 | FALSE | 0 | FALSE | 0 | FALSE | 0 | FALSE | 0 | FALSE | 0 | FALSE | 0 | FALSE | 0 | FALSE | 0 | FALSE | 0 | FALSE | 0 | FALSE | 0 | FALSE | 0
50 |  | 0 | 2969 | FALSE |  | FALSE |  | FALSE |  | FALSE |  | FALSE |  | FALSE |  | FALSE |  | FALSE |  | FALSE |  | FALSE |  | FALSE |  | FALSE |  | FALSE |  | FALSE |  | FALSE |  | FALSE |  | FALSE |  | FALSE |  | FALSE |  | FALSE |  | FALSE |  | FALSE |  | FALSE |  | FALSE |  | FALSE | 0 | FALSE | 0 | FALSE | 0 | FALSE | 0 | FALSE | 0 | FALSE | 0 | TRUE | 1400 | FALSE | 0 | FALSE | 0 | FALSE | 0 | FALSE | 0 | FALSE | 0 | FALSE | 0 | FALSE | 0 | FALSE | 0 | FALSE | 0 | FALSE | 0 | FALSE | 0 | FALSE | 0 | FALSE | 0 | FALSE | 0 | FALSE | 0 | FALSE | 0 | FALSE | 0 | FALSE | 0 | FALSE | 0 | FALSE | 0
50 |  | 0 | 2968 | FALSE |  | FALSE |  | FALSE |  | FALSE |  | FALSE |  | FALSE |  | FALSE |  | FALSE |  | FALSE |  | FALSE |  | FALSE |  | FALSE |  | FALSE |  | FALSE |  | FALSE |  | FALSE |  | FALSE |  | FALSE |  | FALSE |  | FALSE |  | FALSE |  | FALSE |  | FALSE |  | FALSE |  | FALSE | 0 | FALSE | 0 | FALSE | 0 | FALSE | 0 | FALSE | 0 | FALSE | 0 | TRUE | 1400 | FALSE | 0 | FALSE | 0 | FALSE | 0 | FALSE | 0 | FALSE | 0 | FALSE | 0 | FALSE | 0 | FALSE | 0 | FALSE | 0 | FALSE | 0 | FALSE | 0 | FALSE | 0 | FALSE | 0 | FALSE | 0 | FALSE | 0 | FALSE | 0 | FALSE | 0 | FALSE | 0 | FALSE | 0 | FALSE | 0
50 |  | 0 | 2967 | FALSE |  | FALSE |  | FALSE |  | FALSE |  | FALSE |  | FALSE |  | FALSE |  | FALSE |  | FALSE |  | FALSE |  | FALSE |  | FALSE |  | FALSE |  | FALSE |  | FALSE |  | FALSE |  | FALSE |  | FALSE |  | FALSE |  | FALSE |  | FALSE |  | FALSE |  | FALSE |  | FALSE |  | FALSE | 0 | FALSE | 0 | FALSE | 0 | FALSE | 0 | FALSE | 0 | FALSE | 0 | TRUE | 1400 | FALSE | 0 | FALSE | 0 | FALSE | 0 | FALSE | 0 | FALSE | 0 | FALSE | 0 | FALSE | 0 | FALSE | 0 | FALSE | 0 | FALSE | 0 | FALSE | 0 | FALSE | 0 | FALSE | 0 | FALSE | 0 | FALSE | 0 | FALSE | 0 | FALSE | 0 | FALSE | 0 | FALSE | 0 | FALSE | 0
50 |  | 0 | 2966 | FALSE |  | FALSE |  | FALSE |  | FALSE |  | FALSE |  | FALSE |  | FALSE |  | FALSE |  | FALSE |  | FALSE |  | FALSE |  | FALSE |  | FALSE |  | FALSE |  | FALSE |  | FALSE |  | FALSE |  | FALSE |  | FALSE |  | FALSE |  | FALSE |  | FALSE |  | FALSE |  | FALSE |  | FALSE | 0 | FALSE | 0 | FALSE | 0 | FALSE | 0 | FALSE | 0 | FALSE | 0 | TRUE | 1400 | FALSE | 0 | FALSE | 0 | FALSE | 0 | FALSE | 0 | FALSE | 0 | FALSE | 0 | FALSE | 0 | FALSE | 0 | FALSE | 0 | FALSE | 0 | FALSE | 0 | FALSE | 0 | FALSE | 0 | FALSE | 0 | FALSE | 0 | FALSE | 0 | FALSE | 0 | FALSE | 0 | FALSE | 0 | FALSE | 0
50 |  | 0 | 2965 | FALSE |  | FALSE |  | FALSE |  | FALSE |  | FALSE |  | FALSE |  | FALSE |  | FALSE |  | FALSE |  | FALSE |  | FALSE |  | FALSE |  | FALSE |  | FALSE |  | FALSE |  | FALSE |  | FALSE |  | FALSE |  | FALSE |  | FALSE |  | FALSE |  | FALSE |  | FALSE |  | FALSE |  | FALSE | 0 | FALSE | 0 | FALSE | 0 | FALSE | 0 | FALSE | 0 | FALSE | 0 | TRUE | 1400 | FALSE | 0 | FALSE | 0 | FALSE | 0 | FALSE | 0 | FALSE | 0 | FALSE | 0 | FALSE | 0 | FALSE | 0 | FALSE | 0 | FALSE | 0 | FALSE | 0 | FALSE | 0 | FALSE | 0 | FALSE | 0 | FALSE | 0 | FALSE | 0 | FALSE | 0 | FALSE | 0 | FALSE | 0 | FALSE | 0
50 |  | 0 | 2964 | FALSE |  | FALSE |  | FALSE |  | FALSE |  | FALSE |  | FALSE |  | FALSE |  | FALSE |  | FALSE |  | FALSE |  | FALSE |  | FALSE |  | FALSE |  | FALSE |  | FALSE |  | FALSE |  | FALSE |  | FALSE |  | FALSE |  | FALSE |  | FALSE |  | FALSE |  | FALSE |  | FALSE |  | FALSE | 0 | FALSE | 0 | FALSE | 0 | FALSE | 0 | FALSE | 0 | FALSE | 0 | TRUE | 1400 | FALSE | 0 | FALSE | 0 | FALSE | 0 | FALSE | 0 | FALSE | 0 | FALSE | 0 | FALSE | 0 | FALSE | 0 | FALSE | 0 | FALSE | 0 | FALSE | 0 | FALSE | 0 | FALSE | 0 | FALSE | 0 | FALSE | 0 | FALSE | 0 | FALSE | 0 | FALSE | 0 | FALSE | 0 | FALSE | 0
50 |  | 0 | 2963 | FALSE |  | FALSE |  | FALSE |  | FALSE |  | FALSE |  | FALSE |  | FALSE |  | FALSE |  | FALSE |  | FALSE |  | FALSE |  | FALSE |  | FALSE |  | FALSE |  | FALSE |  | FALSE |  | FALSE |  | FALSE |  | FALSE |  | FALSE |  | FALSE |  | FALSE |  | FALSE |  | FALSE |  | FALSE | 0 | FALSE | 0 | FALSE | 0 | FALSE | 0 | FALSE | 0 | FALSE | 0 | TRUE | 1400 | FALSE | 0 | FALSE | 0 | FALSE | 0 | FALSE | 0 | FALSE | 0 | FALSE | 0 | FALSE | 0 | FALSE | 0 | FALSE | 0 | FALSE | 0 | FALSE | 0 | FALSE | 0 | FALSE | 0 | FALSE | 0 | FALSE | 0 | FALSE | 0 | FALSE | 0 | FALSE | 0 | FALSE | 0 | FALSE | 0
50 |  | 0 | 2962 | FALSE |  | FALSE |  | FALSE |  | FALSE |  | FALSE |  | FALSE |  | FALSE |  | FALSE |  | FALSE |  | FALSE |  | FALSE |  | FALSE |  | FALSE |  | FALSE |  | FALSE |  | FALSE |  | FALSE |  | FALSE |  | FALSE |  | FALSE |  | FALSE |  | FALSE |  | FALSE |  | FALSE |  | FALSE | 0 | FALSE | 0 | FALSE | 0 | FALSE | 0 | FALSE | 0 | FALSE | 0 | TRUE | 1400 | FALSE | 0 | FALSE | 0 | FALSE | 0 | FALSE | 0 | FALSE | 0 | FALSE | 0 | FALSE | 0 | FALSE | 0 | FALSE | 0 | FALSE | 0 | FALSE | 0 | FALSE | 0 | FALSE | 0 | FALSE | 0 | FALSE | 0 | FALSE | 0 | FALSE | 0 | FALSE | 0 | FALSE | 0 | FALSE | 0
50 |  | 0 | 2961 | FALSE |  | FALSE |  | FALSE |  | FALSE |  | FALSE |  | FALSE |  | FALSE |  | FALSE |  | FALSE |  | FALSE |  | FALSE |  | FALSE |  | FALSE |  | FALSE |  | FALSE |  | FALSE |  | FALSE |  | FALSE |  | FALSE |  | FALSE |  | FALSE |  | FALSE |  | FALSE |  | FALSE |  | FALSE | 0 | FALSE | 0 | FALSE | 0 | FALSE | 0 | FALSE | 0 | FALSE | 0 | TRUE | 1400 | FALSE | 0 | FALSE | 0 | FALSE | 0 | FALSE | 0 | FALSE | 0 | FALSE | 0 | FALSE | 0 | FALSE | 0 | FALSE | 0 | FALSE | 0 | FALSE | 0 | FALSE | 0 | FALSE | 0 | FALSE | 0 | FALSE | 0 | FALSE | 0 | FALSE | 0 | FALSE | 0 | FALSE | 0 | FALSE | 0
50 |  | 0 | 2960 | FALSE |  | FALSE |  | FALSE |  | FALSE |  | FALSE |  | FALSE |  | FALSE |  | FALSE |  | FALSE |  | FALSE |  | FALSE |  | FALSE |  | FALSE |  | FALSE |  | FALSE |  | FALSE |  | FALSE |  | FALSE |  | FALSE |  | FALSE |  | FALSE |  | FALSE |  | FALSE |  | FALSE |  | FALSE | 0 | FALSE | 0 | FALSE | 0 | FALSE | 0 | FALSE | 0 | FALSE | 0 | TRUE | 1400 | FALSE | 0 | FALSE | 0 | FALSE | 0 | FALSE | 0 | FALSE | 0 | FALSE | 0 | FALSE | 0 | FALSE | 0 | FALSE | 0 | FALSE | 0 | FALSE | 0 | FALSE | 0 | FALSE | 0 | FALSE | 0 | FALSE | 0 | FALSE | 0 | FALSE | 0 | FALSE | 0 | FALSE | 0 | FALSE | 0
50 |  | 0 | 2959 | FALSE |  | FALSE |  | FALSE |  | FALSE |  | FALSE |  | FALSE |  | FALSE |  | FALSE |  | FALSE |  | FALSE |  | FALSE |  | FALSE |  | FALSE |  | FALSE |  | FALSE |  | FALSE |  | FALSE |  | FALSE |  | FALSE |  | FALSE |  | FALSE |  | FALSE |  | FALSE |  | FALSE |  | FALSE | 0 | FALSE | 0 | FALSE | 0 | FALSE | 0 | FALSE | 0 | FALSE | 0 | TRUE | 1400 | FALSE | 0 | FALSE | 0 | FALSE | 0 | FALSE | 0 | FALSE | 0 | FALSE | 0 | FALSE | 0 | FALSE | 0 | FALSE | 0 | FALSE | 0 | FALSE | 0 | FALSE | 0 | FALSE | 0 | FALSE | 0 | FALSE | 0 | FALSE | 0 | FALSE | 0 | FALSE | 0 | FALSE | 0 | FALSE | 0
50 |  | 0 | 2958 | FALSE |  | FALSE |  | FALSE |  | FALSE |  | FALSE |  | FALSE |  | FALSE |  | FALSE |  | FALSE |  | FALSE |  | FALSE |  | FALSE |  | FALSE |  | FALSE |  | FALSE |  | FALSE |  | FALSE |  | FALSE |  | FALSE |  | FALSE |  | FALSE |  | FALSE |  | FALSE |  | FALSE |  | FALSE | 0 | FALSE | 0 | FALSE | 0 | FALSE | 0 | FALSE | 0 | FALSE | 0 | TRUE | 1400 | FALSE | 0 | FALSE | 0 | FALSE | 0 | FALSE | 0 | FALSE | 0 | FALSE | 0 | FALSE | 0 | FALSE | 0 | FALSE | 0 | FALSE | 0 | FALSE | 0 | FALSE | 0 | FALSE | 0 | FALSE | 0 | FALSE | 0 | FALSE | 0 | FALSE | 0 | FALSE | 0 | FALSE | 0 | FALSE | 0
50 |  | 0 | 2957 | FALSE |  | FALSE |  | FALSE |  | FALSE |  | FALSE |  | FALSE |  | FALSE |  | FALSE |  | FALSE |  | FALSE |  | FALSE |  | FALSE |  | FALSE |  | FALSE |  | FALSE |  | FALSE |  | FALSE |  | FALSE |  | FALSE |  | FALSE |  | FALSE |  | FALSE |  | FALSE |  | FALSE |  | FALSE | 0 | FALSE | 0 | FALSE | 0 | FALSE | 0 | FALSE | 0 | FALSE | 0 | TRUE | 1400 | FALSE | 0 | FALSE | 0 | FALSE | 0 | FALSE | 0 | FALSE | 0 | FALSE | 0 | FALSE | 0 | FALSE | 0 | FALSE | 0 | FALSE | 0 | FALSE | 0 | FALSE | 0 | FALSE | 0 | FALSE | 0 | FALSE | 0 | FALSE | 0 | FALSE | 0 | FALSE | 0 | FALSE | 0 | FALSE | 0
50 |  | 0 | 2956 | FALSE |  | FALSE |  | FALSE |  | FALSE |  | FALSE |  | FALSE |  | FALSE |  | FALSE |  | FALSE |  | FALSE |  | FALSE |  | FALSE |  | FALSE |  | FALSE |  | FALSE |  | FALSE |  | FALSE |  | FALSE |  | FALSE |  | FALSE |  | FALSE |  | FALSE |  | FALSE |  | FALSE |  | FALSE | 0 | FALSE | 0 | FALSE | 0 | FALSE | 0 | FALSE | 0 | FALSE | 0 | TRUE | 1400 | FALSE | 0 | FALSE | 0 | FALSE | 0 | FALSE | 0 | FALSE | 0 | FALSE | 0 | FALSE | 0 | FALSE | 0 | FALSE | 0 | FALSE | 0 | FALSE | 0 | FALSE | 0 | FALSE | 0 | FALSE | 0 | FALSE | 0 | FALSE | 0 | FALSE | 0 | FALSE | 0 | FALSE | 0 | FALSE | 0
50 |  | 0 | 2955 | FALSE |  | FALSE |  | FALSE |  | FALSE |  | FALSE |  | FALSE |  | FALSE |  | FALSE |  | FALSE |  | FALSE |  | FALSE |  | FALSE |  | FALSE |  | FALSE |  | FALSE |  | FALSE |  | FALSE |  | FALSE |  | FALSE |  | FALSE |  | FALSE |  | FALSE |  | FALSE |  | FALSE |  | FALSE | 0 | FALSE | 0 | FALSE | 0 | FALSE | 0 | FALSE | 0 | FALSE | 0 | TRUE | 1400 | FALSE | 0 | FALSE | 0 | FALSE | 0 | FALSE | 0 | FALSE | 0 | FALSE | 0 | FALSE | 0 | FALSE | 0 | FALSE | 0 | FALSE | 0 | FALSE | 0 | FALSE | 0 | FALSE | 0 | FALSE | 0 | FALSE | 0 | FALSE | 0 | FALSE | 0 | FALSE | 0 | FALSE | 0 | FALSE | 0
50 |  | 0 | 2954 | FALSE |  | FALSE |  | FALSE |  | FALSE |  | FALSE |  | FALSE |  | FALSE |  | FALSE |  | FALSE |  | FALSE |  | FALSE |  | FALSE |  | FALSE |  | FALSE |  | FALSE |  | FALSE |  | FALSE |  | FALSE |  | FALSE |  | FALSE |  | FALSE |  | FALSE |  | FALSE |  | FALSE |  | FALSE | 0 | FALSE | 0 | FALSE | 0 | FALSE | 0 | FALSE | 0 | FALSE | 0 | TRUE | 1400 | FALSE | 0 | FALSE | 0 | FALSE | 0 | FALSE | 0 | FALSE | 0 | FALSE | 0 | FALSE | 0 | FALSE | 0 | FALSE | 0 | FALSE | 0 | FALSE | 0 | FALSE | 0 | FALSE | 0 | FALSE | 0 | FALSE | 0 | FALSE | 0 | FALSE | 0 | FALSE | 0 | FALSE | 0 | FALSE | 0
50 |  | 0 | 2953 | FALSE |  | FALSE |  | FALSE |  | FALSE |  | FALSE |  | FALSE |  | FALSE |  | FALSE |  | FALSE |  | FALSE |  | FALSE |  | FALSE |  | FALSE |  | FALSE |  | FALSE |  | FALSE |  | FALSE |  | FALSE |  | FALSE |  | FALSE |  | FALSE |  | FALSE |  | FALSE |  | FALSE |  | FALSE | 0 | FALSE | 0 | FALSE | 0 | FALSE | 0 | FALSE | 0 | FALSE | 0 | TRUE | 1400 | FALSE | 0 | FALSE | 0 | FALSE | 0 | FALSE | 0 | FALSE | 0 | FALSE | 0 | FALSE | 0 | FALSE | 0 | FALSE | 0 | FALSE | 0 | FALSE | 0 | FALSE | 0 | FALSE | 0 | FALSE | 0 | FALSE | 0 | FALSE | 0 | FALSE | 0 | FALSE | 0 | FALSE | 0 | FALSE | 0
50 |  | 0 | 2952 | FALSE |  | FALSE |  | FALSE |  | FALSE |  | FALSE |  | FALSE |  | FALSE |  | FALSE |  | FALSE |  | FALSE |  | FALSE |  | FALSE |  | FALSE |  | FALSE |  | FALSE |  | FALSE |  | FALSE |  | FALSE |  | FALSE |  | FALSE |  | FALSE |  | FALSE |  | FALSE |  | FALSE |  | FALSE | 0 | FALSE | 0 | FALSE | 0 | FALSE | 0 | FALSE | 0 | FALSE | 0 | TRUE | 1400 | FALSE | 0 | FALSE | 0 | FALSE | 0 | FALSE | 0 | FALSE | 0 | FALSE | 0 | FALSE | 0 | FALSE | 0 | FALSE | 0 | FALSE | 0 | FALSE | 0 | FALSE | 0 | FALSE | 0 | FALSE | 0 | FALSE | 0 | FALSE | 0 | FALSE | 0 | FALSE | 0 | FALSE | 0 | FALSE | 0
50 |  | 0 | 2951 | FALSE |  | FALSE |  | FALSE |  | FALSE |  | FALSE |  | FALSE |  | FALSE |  | FALSE |  | FALSE |  | FALSE |  | FALSE |  | FALSE |  | FALSE |  | FALSE |  | FALSE |  | FALSE |  | FALSE |  | FALSE |  | FALSE |  | FALSE |  | FALSE |  | FALSE |  | FALSE |  | FALSE |  | FALSE | 0 | FALSE | 0 | FALSE | 0 | FALSE | 0 | FALSE | 0 | FALSE | 0 | TRUE | 1400 | FALSE | 0 | FALSE | 0 | FALSE | 0 | FALSE | 0 | FALSE | 0 | FALSE | 0 | FALSE | 0 | FALSE | 0 | FALSE | 0 | FALSE | 0 | FALSE | 0 | FALSE | 0 | FALSE | 0 | FALSE | 0 | FALSE | 0 | FALSE | 0 | FALSE | 0 | FALSE | 0 | FALSE | 0 | FALSE | 0
50 |  | 0 | 2950 | FALSE |  | FALSE |  | FALSE |  | FALSE |  | FALSE |  | FALSE |  | FALSE |  | FALSE |  | FALSE |  | FALSE |  | FALSE |  | FALSE |  | FALSE |  | FALSE |  | FALSE |  | FALSE |  | FALSE |  | FALSE |  | FALSE |  | FALSE |  | FALSE |  | FALSE |  | FALSE |  | FALSE |  | FALSE | 0 | FALSE | 0 | FALSE | 0 | FALSE | 0 | FALSE | 0 | FALSE | 0 | TRUE | 1400 | FALSE | 0 | FALSE | 0 | FALSE | 0 | FALSE | 0 | FALSE | 0 | FALSE | 0 | FALSE | 0 | FALSE | 0 | FALSE | 0 | FALSE | 0 | FALSE | 0 | FALSE | 0 | FALSE | 0 | FALSE | 0 | FALSE | 0 | FALSE | 0 | FALSE | 0 | FALSE | 0 | FALSE | 0 | FALSE | 0
50 |  | 0 | 2949 | FALSE |  | FALSE |  | FALSE |  | FALSE |  | FALSE |  | FALSE |  | FALSE |  | FALSE |  | FALSE |  | FALSE |  | FALSE |  | FALSE |  | FALSE |  | FALSE |  | FALSE |  | FALSE |  | FALSE |  | FALSE |  | FALSE |  | FALSE |  | FALSE |  | FALSE |  | FALSE |  | FALSE |  | FALSE | 0 | FALSE | 0 | FALSE | 0 | FALSE | 0 | FALSE | 0 | FALSE | 0 | TRUE | 1400 | FALSE | 0 | FALSE | 0 | FALSE | 0 | FALSE | 0 | FALSE | 0 | FALSE | 0 | FALSE | 0 | FALSE | 0 | FALSE | 0 | FALSE | 0 | FALSE | 0 | FALSE | 0 | FALSE | 0 | FALSE | 0 | FALSE | 0 | FALSE | 0 | FALSE | 0 | FALSE | 0 | FALSE | 0 | FALSE | 0
50 |  | 0 | 2948 | FALSE |  | FALSE |  | FALSE |  | FALSE |  | FALSE |  | FALSE |  | FALSE |  | FALSE |  | FALSE |  | FALSE |  | FALSE |  | FALSE |  | FALSE |  | FALSE |  | FALSE |  | FALSE |  | FALSE |  | FALSE |  | FALSE |  | FALSE |  | FALSE |  | FALSE |  | FALSE |  | FALSE |  | FALSE | 0 | FALSE | 0 | FALSE | 0 | FALSE | 0 | FALSE | 0 | FALSE | 0 | TRUE | 1400 | FALSE | 0 | FALSE | 0 | FALSE | 0 | FALSE | 0 | FALSE | 0 | FALSE | 0 | FALSE | 0 | FALSE | 0 | FALSE | 0 | FALSE | 0 | FALSE | 0 | FALSE | 0 | FALSE | 0 | FALSE | 0 | FALSE | 0 | FALSE | 0 | FALSE | 0 | FALSE | 0 | FALSE | 0 | FALSE | 0
50 |  | 0 | 2947 | FALSE |  | FALSE |  | FALSE |  | FALSE |  | FALSE |  | FALSE |  | FALSE |  | FALSE |  | FALSE |  | FALSE |  | FALSE |  | FALSE |  | FALSE |  | FALSE |  | FALSE |  | FALSE |  | FALSE |  | FALSE |  | FALSE |  | FALSE |  | FALSE |  | FALSE |  | FALSE |  | FALSE |  | FALSE | 0 | FALSE | 0 | FALSE | 0 | FALSE | 0 | FALSE | 0 | FALSE | 0 | TRUE | 1400 | FALSE | 0 | FALSE | 0 | FALSE | 0 | FALSE | 0 | FALSE | 0 | FALSE | 0 | FALSE | 0 | FALSE | 0 | FALSE | 0 | FALSE | 0 | FALSE | 0 | FALSE | 0 | FALSE | 0 | FALSE | 0 | FALSE | 0 | FALSE | 0 | FALSE | 0 | FALSE | 0 | FALSE | 0 | FALSE | 0
50 |  | 0 | 2946 | FALSE |  | FALSE |  | FALSE |  | FALSE |  | FALSE |  | FALSE |  | FALSE |  | FALSE |  | FALSE |  | FALSE |  | FALSE |  | FALSE |  | FALSE |  | FALSE |  | FALSE |  | FALSE |  | FALSE |  | FALSE |  | FALSE |  | FALSE |  | FALSE |  | FALSE |  | FALSE |  | FALSE |  | FALSE | 0 | FALSE | 0 | FALSE | 0 | FALSE | 0 | FALSE | 0 | FALSE | 0 | TRUE | 1400 | FALSE | 0 | FALSE | 0 | FALSE | 0 | FALSE | 0 | FALSE | 0 | FALSE | 0 | FALSE | 0 | FALSE | 0 | FALSE | 0 | FALSE | 0 | FALSE | 0 | FALSE | 0 | FALSE | 0 | FALSE | 0 | FALSE | 0 | FALSE | 0 | FALSE | 0 | FALSE | 0 | FALSE | 0 | FALSE | 0
50 |  | 0 | 2945 | FALSE |  | FALSE |  | FALSE |  | FALSE |  | FALSE |  | FALSE |  | FALSE |  | FALSE |  | FALSE |  | FALSE |  | FALSE |  | FALSE |  | FALSE |  | FALSE |  | FALSE |  | FALSE |  | FALSE |  | FALSE |  | FALSE |  | FALSE |  | FALSE |  | FALSE |  | FALSE |  | FALSE |  | FALSE | 0 | FALSE | 0 | FALSE | 0 | FALSE | 0 | FALSE | 0 | FALSE | 0 | TRUE | 1400 | FALSE | 0 | FALSE | 0 | FALSE | 0 | FALSE | 0 | FALSE | 0 | FALSE | 0 | FALSE | 0 | FALSE | 0 | FALSE | 0 | FALSE | 0 | FALSE | 0 | FALSE | 0 | FALSE | 0 | FALSE | 0 | FALSE | 0 | FALSE | 0 | FALSE | 0 | FALSE | 0 | FALSE | 0 | FALSE | 0
50 |  | 0 | 2944 | FALSE |  | FALSE |  | FALSE |  | FALSE |  | FALSE |  | FALSE |  | FALSE |  | FALSE |  | FALSE |  | FALSE |  | FALSE |  | FALSE |  | FALSE |  | FALSE |  | FALSE |  | FALSE |  | FALSE |  | FALSE |  | FALSE |  | FALSE |  | FALSE |  | FALSE |  | FALSE |  | FALSE |  | FALSE | 0 | FALSE | 0 | FALSE | 0 | FALSE | 0 | FALSE | 0 | FALSE | 0 | TRUE | 1400 | FALSE | 0 | FALSE | 0 | FALSE | 0 | FALSE | 0 | FALSE | 0 | FALSE | 0 | FALSE | 0 | FALSE | 0 | FALSE | 0 | FALSE | 0 | FALSE | 0 | FALSE | 0 | FALSE | 0 | FALSE | 0 | FALSE | 0 | FALSE | 0 | FALSE | 0 | FALSE | 0 | FALSE | 0 | FALSE | 0
50 |  | 0 | 2943 | FALSE |  | FALSE |  | FALSE |  | FALSE |  | FALSE |  | FALSE |  | FALSE |  | FALSE |  | FALSE |  | FALSE |  | FALSE |  | FALSE |  | FALSE |  | FALSE |  | FALSE |  | FALSE |  | FALSE |  | FALSE |  | FALSE |  | FALSE |  | FALSE |  | FALSE |  | FALSE |  | FALSE |  | FALSE | 0 | FALSE | 0 | FALSE | 0 | FALSE | 0 | FALSE | 0 | FALSE | 0 | TRUE | 1400 | FALSE | 0 | FALSE | 0 | FALSE | 0 | FALSE | 0 | FALSE | 0 | FALSE | 0 | FALSE | 0 | FALSE | 0 | FALSE | 0 | FALSE | 0 | FALSE | 0 | FALSE | 0 | FALSE | 0 | FALSE | 0 | FALSE | 0 | FALSE | 0 | FALSE | 0 | FALSE | 0 | FALSE | 0 | FALSE | 0
50 |  | 0 | 2942 | FALSE |  | FALSE |  | FALSE |  | FALSE |  | FALSE |  | FALSE |  | FALSE |  | FALSE |  | FALSE |  | FALSE |  | FALSE |  | FALSE |  | FALSE |  | FALSE |  | FALSE |  | FALSE |  | FALSE |  | FALSE |  | FALSE |  | FALSE |  | FALSE |  | FALSE |  | FALSE |  | FALSE |  | FALSE | 0 | FALSE | 0 | FALSE | 0 | FALSE | 0 | FALSE | 0 | FALSE | 0 | TRUE | 1400 | FALSE | 0 | FALSE | 0 | FALSE | 0 | FALSE | 0 | FALSE | 0 | FALSE | 0 | FALSE | 0 | FALSE | 0 | FALSE | 0 | FALSE | 0 | FALSE | 0 | FALSE | 0 | FALSE | 0 | FALSE | 0 | FALSE | 0 | FALSE | 0 | FALSE | 0 | FALSE | 0 | FALSE | 0 | FALSE | 0
50 |  | 0 | 2941 | FALSE |  | FALSE |  | FALSE |  | FALSE |  | FALSE |  | FALSE |  | FALSE |  | FALSE |  | FALSE |  | FALSE |  | FALSE |  | FALSE |  | FALSE |  | FALSE |  | FALSE |  | FALSE |  | FALSE |  | FALSE |  | FALSE |  | FALSE |  | FALSE |  | FALSE |  | FALSE |  | FALSE |  | FALSE | 0 | FALSE | 0 | FALSE | 0 | FALSE | 0 | FALSE | 0 | FALSE | 0 | TRUE | 1400 | FALSE | 0 | FALSE | 0 | FALSE | 0 | FALSE | 0 | FALSE | 0 | FALSE | 0 | FALSE | 0 | FALSE | 0 | FALSE | 0 | FALSE | 0 | FALSE | 0 | FALSE | 0 | FALSE | 0 | FALSE | 0 | FALSE | 0 | FALSE | 0 | FALSE | 0 | FALSE | 0 | FALSE | 0 | FALSE | 0
50 |  | 0 | 2940 | FALSE |  | FALSE |  | FALSE |  | FALSE |  | FALSE |  | FALSE |  | FALSE |  | FALSE |  | FALSE |  | FALSE |  | FALSE |  | FALSE |  | FALSE |  | FALSE |  | FALSE |  | FALSE |  | FALSE |  | FALSE |  | FALSE |  | FALSE |  | FALSE |  | FALSE |  | FALSE |  | FALSE |  | FALSE | 0 | FALSE | 0 | FALSE | 0 | FALSE | 0 | FALSE | 0 | FALSE | 0 | TRUE | 1400 | FALSE | 0 | FALSE | 0 | FALSE | 0 | FALSE | 0 | FALSE | 0 | FALSE | 0 | FALSE | 0 | FALSE | 0 | FALSE | 0 | FALSE | 0 | FALSE | 0 | FALSE | 0 | FALSE | 0 | FALSE | 0 | FALSE | 0 | FALSE | 0 | FALSE | 0 | FALSE | 0 | FALSE | 0 | FALSE | 0
50 |  | 0 | 2939 | FALSE |  | FALSE |  | FALSE |  | FALSE |  | FALSE |  | FALSE |  | FALSE |  | FALSE |  | FALSE |  | FALSE |  | FALSE |  | FALSE |  | FALSE |  | FALSE |  | FALSE |  | FALSE |  | FALSE |  | FALSE |  | FALSE |  | FALSE |  | FALSE |  | FALSE |  | FALSE |  | FALSE |  | FALSE | 0 | FALSE | 0 | FALSE | 0 | FALSE | 0 | FALSE | 0 | FALSE | 0 | TRUE | 1400 | FALSE | 0 | FALSE | 0 | FALSE | 0 | FALSE | 0 | FALSE | 0 | FALSE | 0 | FALSE | 0 | FALSE | 0 | FALSE | 0 | FALSE | 0 | FALSE | 0 | FALSE | 0 | FALSE | 0 | FALSE | 0 | FALSE | 0 | FALSE | 0 | FALSE | 0 | FALSE | 0 | FALSE | 0 | FALSE | 0
50 |  | 0 | 2938 | FALSE |  | FALSE |  | FALSE |  | FALSE |  | FALSE |  | FALSE |  | FALSE |  | FALSE |  | FALSE |  | FALSE |  | FALSE |  | FALSE |  | FALSE |  | FALSE |  | FALSE |  | FALSE |  | FALSE |  | FALSE |  | FALSE |  | FALSE |  | FALSE |  | FALSE |  | FALSE |  | FALSE |  | FALSE | 0 | FALSE | 0 | FALSE | 0 | FALSE | 0 | FALSE | 0 | FALSE | 0 | TRUE | 1400 | FALSE | 0 | FALSE | 0 | FALSE | 0 | FALSE | 0 | FALSE | 0 | FALSE | 0 | FALSE | 0 | FALSE | 0 | FALSE | 0 | FALSE | 0 | FALSE | 0 | FALSE | 0 | FALSE | 0 | FALSE | 0 | FALSE | 0 | FALSE | 0 | FALSE | 0 | FALSE | 0 | FALSE | 0 | FALSE | 0
50 |  | 0 | 2937 | FALSE |  | FALSE |  | FALSE |  | FALSE |  | FALSE |  | FALSE |  | FALSE |  | FALSE |  | FALSE |  | FALSE |  | FALSE |  | FALSE |  | FALSE |  | FALSE |  | FALSE |  | FALSE |  | FALSE |  | FALSE |  | FALSE |  | FALSE |  | FALSE |  | FALSE |  | FALSE |  | FALSE |  | FALSE | 0 | FALSE | 0 | FALSE | 0 | FALSE | 0 | FALSE | 0 | FALSE | 0 | TRUE | 1400 | FALSE | 0 | FALSE | 0 | FALSE | 0 | FALSE | 0 | FALSE | 0 | FALSE | 0 | FALSE | 0 | FALSE | 0 | FALSE | 0 | FALSE | 0 | FALSE | 0 | FALSE | 0 | FALSE | 0 | FALSE | 0 | FALSE | 0 | FALSE | 0 | FALSE | 0 | FALSE | 0 | FALSE | 0 | FALSE | 0
50 |  | 0 | 2936 | FALSE |  | FALSE |  | FALSE |  | FALSE |  | FALSE |  | FALSE |  | FALSE |  | FALSE |  | FALSE |  | FALSE |  | FALSE |  | FALSE |  | FALSE |  | FALSE |  | FALSE |  | FALSE |  | FALSE |  | FALSE |  | FALSE |  | FALSE |  | FALSE |  | FALSE |  | FALSE |  | FALSE |  | FALSE | 0 | FALSE | 0 | FALSE | 0 | FALSE | 0 | FALSE | 0 | FALSE | 0 | TRUE | 1400 | FALSE | 0 | FALSE | 0 | FALSE | 0 | FALSE | 0 | FALSE | 0 | FALSE | 0 | FALSE | 0 | FALSE | 0 | FALSE | 0 | FALSE | 0 | FALSE | 0 | FALSE | 0 | FALSE | 0 | FALSE | 0 | FALSE | 0 | FALSE | 0 | FALSE | 0 | FALSE | 0 | FALSE | 0 | FALSE | 0
50 |  | 0 | 2935 | FALSE |  | FALSE |  | FALSE |  | FALSE |  | FALSE |  | FALSE |  | FALSE |  | FALSE |  | FALSE |  | FALSE |  | FALSE |  | FALSE |  | FALSE |  | FALSE |  | FALSE |  | FALSE |  | FALSE |  | FALSE |  | FALSE |  | FALSE |  | FALSE |  | FALSE |  | FALSE |  | FALSE |  | FALSE | 0 | FALSE | 0 | FALSE | 0 | FALSE | 0 | FALSE | 0 | FALSE | 0 | TRUE | 1400 | FALSE | 0 | FALSE | 0 | FALSE | 0 | FALSE | 0 | FALSE | 0 | FALSE | 0 | FALSE | 0 | FALSE | 0 | FALSE | 0 | FALSE | 0 | FALSE | 0 | FALSE | 0 | FALSE | 0 | FALSE | 0 | FALSE | 0 | FALSE | 0 | FALSE | 0 | FALSE | 0 | FALSE | 0 | FALSE | 0
50 |  | 0 | 2934 | FALSE |  | FALSE |  | FALSE |  | FALSE |  | FALSE |  | FALSE |  | FALSE |  | FALSE |  | FALSE |  | FALSE |  | FALSE |  | FALSE |  | FALSE |  | FALSE |  | FALSE |  | FALSE |  | FALSE |  | FALSE |  | FALSE |  | FALSE |  | FALSE |  | FALSE |  | FALSE |  | FALSE |  | FALSE | 0 | FALSE | 0 | FALSE | 0 | FALSE | 0 | FALSE | 0 | FALSE | 0 | TRUE | 1400 | FALSE | 0 | FALSE | 0 | FALSE | 0 | FALSE | 0 | FALSE | 0 | FALSE | 0 | FALSE | 0 | FALSE | 0 | FALSE | 0 | FALSE | 0 | FALSE | 0 | FALSE | 0 | FALSE | 0 | FALSE | 0 | FALSE | 0 | FALSE | 0 | FALSE | 0 | FALSE | 0 | FALSE | 0 | FALSE | 0
50 |  | 0 | 2933 | FALSE |  | FALSE |  | FALSE |  | FALSE |  | FALSE |  | FALSE |  | FALSE |  | FALSE |  | FALSE |  | FALSE |  | FALSE |  | FALSE |  | FALSE |  | FALSE |  | FALSE |  | FALSE |  | FALSE |  | FALSE |  | FALSE |  | FALSE |  | FALSE |  | FALSE |  | FALSE |  | FALSE |  | FALSE | 0 | FALSE | 0 | FALSE | 0 | FALSE | 0 | FALSE | 0 | FALSE | 0 | TRUE | 1400 | FALSE | 0 | FALSE | 0 | FALSE | 0 | FALSE | 0 | FALSE | 0 | FALSE | 0 | FALSE | 0 | FALSE | 0 | FALSE | 0 | FALSE | 0 | FALSE | 0 | FALSE | 0 | FALSE | 0 | FALSE | 0 | FALSE | 0 | FALSE | 0 | FALSE | 0 | FALSE | 0 | FALSE | 0 | FALSE | 0
50 |  | 0 | 2932 | FALSE |  | FALSE |  | FALSE |  | FALSE |  | FALSE |  | FALSE |  | FALSE |  | FALSE |  | FALSE |  | FALSE |  | FALSE |  | FALSE |  | FALSE |  | FALSE |  | FALSE |  | FALSE |  | FALSE |  | FALSE |  | FALSE |  | FALSE |  | FALSE |  | FALSE |  | FALSE |  | FALSE | 0 | FALSE | 0 | FALSE | 0 | FALSE | 0 | FALSE | 0 | FALSE | 0 | FALSE | 0 | TRUE | 1400 | FALSE | 0 | FALSE | 0 | FALSE | 0 | FALSE | 0 | FALSE | 0 | FALSE | 0 | FALSE | 0 | FALSE | 0 | FALSE | 0 | FALSE | 0 | FALSE | 0 | FALSE | 0 | FALSE | 0 | FALSE | 0 | FALSE | 0 | FALSE | 0 | FALSE | 0 | FALSE | 0 | FALSE | 0 | FALSE | 0
50 |  | 0 | 2931 | FALSE |  | FALSE |  | FALSE |  | FALSE |  | FALSE |  | FALSE |  | FALSE |  | FALSE |  | FALSE |  | FALSE |  | FALSE |  | FALSE |  | FALSE |  | FALSE |  | FALSE |  | FALSE |  | FALSE |  | FALSE |  | FALSE |  | FALSE |  | FALSE |  | FALSE |  | FALSE |  | FALSE | 0 | FALSE | 0 | FALSE | 0 | FALSE | 0 | FALSE | 0 | FALSE | 0 | FALSE | 0 | TRUE | 1400 | FALSE | 0 | FALSE | 0 | FALSE | 0 | FALSE | 0 | FALSE | 0 | FALSE | 0 | FALSE | 0 | FALSE | 0 | FALSE | 0 | FALSE | 0 | FALSE | 0 | FALSE | 0 | FALSE | 0 | FALSE | 0 | FALSE | 0 | FALSE | 0 | FALSE | 0 | FALSE | 0 | FALSE | 0 | FALSE | 0
50 |  | 0 | 2930 | FALSE |  | FALSE |  | FALSE |  | FALSE |  | FALSE |  | FALSE |  | FALSE |  | FALSE |  | FALSE |  | FALSE |  | FALSE |  | FALSE |  | FALSE |  | FALSE |  | FALSE |  | FALSE |  | FALSE |  | FALSE |  | FALSE |  | FALSE |  | FALSE |  | FALSE |  | FALSE |  | FALSE | 0 | FALSE | 0 | FALSE | 0 | FALSE | 0 | FALSE | 0 | FALSE | 0 | FALSE | 0 | TRUE | 1400 | FALSE | 0 | FALSE | 0 | FALSE | 0 | FALSE | 0 | FALSE | 0 | FALSE | 0 | FALSE | 0 | FALSE | 0 | FALSE | 0 | FALSE | 0 | FALSE | 0 | FALSE | 0 | FALSE | 0 | FALSE | 0 | FALSE | 0 | FALSE | 0 | FALSE | 0 | FALSE | 0 | FALSE | 0 | FALSE | 0
50 |  | 0 | 2929 | FALSE |  | FALSE |  | FALSE |  | FALSE |  | FALSE |  | FALSE |  | FALSE |  | FALSE |  | FALSE |  | FALSE |  | FALSE |  | FALSE |  | FALSE |  | FALSE |  | FALSE |  | FALSE |  | FALSE |  | FALSE |  | FALSE |  | FALSE |  | FALSE |  | FALSE |  | FALSE |  | FALSE | 0 | FALSE | 0 | FALSE | 0 | FALSE | 0 | FALSE | 0 | FALSE | 0 | FALSE | 0 | TRUE | 1400 | FALSE | 0 | FALSE | 0 | FALSE | 0 | FALSE | 0 | FALSE | 0 | FALSE | 0 | FALSE | 0 | FALSE | 0 | FALSE | 0 | FALSE | 0 | FALSE | 0 | FALSE | 0 | FALSE | 0 | FALSE | 0 | FALSE | 0 | FALSE | 0 | FALSE | 0 | FALSE | 0 | FALSE | 0 | FALSE | 0
50 |  | 0 | 2928 | FALSE |  | FALSE |  | FALSE |  | FALSE |  | FALSE |  | FALSE |  | FALSE |  | FALSE |  | FALSE |  | FALSE |  | FALSE |  | FALSE |  | FALSE |  | FALSE |  | FALSE |  | FALSE |  | FALSE |  | FALSE |  | FALSE |  | FALSE |  | FALSE |  | FALSE |  | FALSE |  | FALSE | 0 | FALSE | 0 | FALSE | 0 | FALSE | 0 | FALSE | 0 | FALSE | 0 | FALSE | 0 | TRUE | 1400 | FALSE | 0 | FALSE | 0 | FALSE | 0 | FALSE | 0 | FALSE | 0 | FALSE | 0 | FALSE | 0 | FALSE | 0 | FALSE | 0 | FALSE | 0 | FALSE | 0 | FALSE | 0 | FALSE | 0 | FALSE | 0 | FALSE | 0 | FALSE | 0 | FALSE | 0 | FALSE | 0 | FALSE | 0 | FALSE | 0
50 |  | 0 | 2927 | FALSE |  | FALSE |  | FALSE |  | FALSE |  | FALSE |  | FALSE |  | FALSE |  | FALSE |  | FALSE |  | FALSE |  | FALSE |  | FALSE |  | FALSE |  | FALSE |  | FALSE |  | FALSE |  | FALSE |  | FALSE |  | FALSE |  | FALSE |  | FALSE |  | FALSE |  | FALSE |  | FALSE | 0 | FALSE | 0 | FALSE | 0 | FALSE | 0 | FALSE | 0 | FALSE | 0 | FALSE | 0 | TRUE | 1400 | FALSE | 0 | FALSE | 0 | FALSE | 0 | FALSE | 0 | FALSE | 0 | FALSE | 0 | FALSE | 0 | FALSE | 0 | FALSE | 0 | FALSE | 0 | FALSE | 0 | FALSE | 0 | FALSE | 0 | FALSE | 0 | FALSE | 0 | FALSE | 0 | FALSE | 0 | FALSE | 0 | FALSE | 0 | FALSE | 0
50 |  | 0 | 2926 | FALSE |  | FALSE |  | FALSE |  | FALSE |  | FALSE |  | FALSE |  | FALSE |  | FALSE |  | FALSE |  | FALSE |  | FALSE |  | FALSE |  | FALSE |  | FALSE |  | FALSE |  | FALSE |  | FALSE |  | FALSE |  | FALSE |  | FALSE |  | FALSE |  | FALSE |  | FALSE |  | FALSE | 0 | FALSE | 0 | FALSE | 0 | FALSE | 0 | FALSE | 0 | FALSE | 0 | FALSE | 0 | TRUE | 1400 | FALSE | 0 | FALSE | 0 | FALSE | 0 | FALSE | 0 | FALSE | 0 | FALSE | 0 | FALSE | 0 | FALSE | 0 | FALSE | 0 | FALSE | 0 | FALSE | 0 | FALSE | 0 | FALSE | 0 | FALSE | 0 | FALSE | 0 | FALSE | 0 | FALSE | 0 | FALSE | 0 | FALSE | 0 | FALSE | 0
50 |  | 0 | 2925 | FALSE |  | FALSE |  | FALSE |  | FALSE |  | FALSE |  | FALSE |  | FALSE |  | FALSE |  | FALSE |  | FALSE |  | FALSE |  | FALSE |  | FALSE |  | FALSE |  | FALSE |  | FALSE |  | FALSE |  | FALSE |  | FALSE |  | FALSE |  | FALSE |  | FALSE |  | FALSE |  | FALSE | 0 | FALSE | 0 | FALSE | 0 | FALSE | 0 | FALSE | 0 | FALSE | 0 | FALSE | 0 | TRUE | 1400 | FALSE | 0 | FALSE | 0 | FALSE | 0 | FALSE | 0 | FALSE | 0 | FALSE | 0 | FALSE | 0 | FALSE | 0 | FALSE | 0 | FALSE | 0 | FALSE | 0 | FALSE | 0 | FALSE | 0 | FALSE | 0 | FALSE | 0 | FALSE | 0 | FALSE | 0 | FALSE | 0 | FALSE | 0 | FALSE | 0
50 |  | 0 | 2924 | FALSE |  | FALSE |  | FALSE |  | FALSE |  | FALSE |  | FALSE |  | FALSE |  | FALSE |  | FALSE |  | FALSE |  | FALSE |  | FALSE |  | FALSE |  | FALSE |  | FALSE |  | FALSE |  | FALSE |  | FALSE |  | FALSE |  | FALSE |  | FALSE |  | FALSE |  | FALSE |  | FALSE | 0 | FALSE | 0 | FALSE | 0 | FALSE | 0 | FALSE | 0 | FALSE | 0 | FALSE | 0 | TRUE | 1400 | FALSE | 0 | FALSE | 0 | FALSE | 0 | FALSE | 0 | FALSE | 0 | FALSE | 0 | FALSE | 0 | FALSE | 0 | FALSE | 0 | FALSE | 0 | FALSE | 0 | FALSE | 0 | FALSE | 0 | FALSE | 0 | FALSE | 0 | FALSE | 0 | FALSE | 0 | FALSE | 0 | FALSE | 0 | FALSE | 0
50 |  | 0 | 2923 | FALSE |  | FALSE |  | FALSE |  | FALSE |  | FALSE |  | FALSE |  | FALSE |  | FALSE |  | FALSE |  | FALSE |  | FALSE |  | FALSE |  | FALSE |  | FALSE |  | FALSE |  | FALSE |  | FALSE |  | FALSE |  | FALSE |  | FALSE |  | FALSE |  | FALSE |  | FALSE |  | FALSE | 0 | FALSE | 0 | FALSE | 0 | FALSE | 0 | FALSE | 0 | FALSE | 0 | FALSE | 0 | TRUE | 1400 | FALSE | 0 | FALSE | 0 | FALSE | 0 | FALSE | 0 | FALSE | 0 | FALSE | 0 | FALSE | 0 | FALSE | 0 | FALSE | 0 | FALSE | 0 | FALSE | 0 | FALSE | 0 | FALSE | 0 | FALSE | 0 | FALSE | 0 | FALSE | 0 | FALSE | 0 | FALSE | 0 | FALSE | 0 | FALSE | 0
50 |  | 0 | 2922 | FALSE |  | FALSE |  | FALSE |  | FALSE |  | FALSE |  | FALSE |  | FALSE |  | FALSE |  | FALSE |  | FALSE |  | FALSE |  | FALSE |  | FALSE |  | FALSE |  | FALSE |  | FALSE |  | FALSE |  | FALSE |  | FALSE |  | FALSE |  | FALSE |  | FALSE |  | FALSE |  | FALSE | 0 | FALSE | 0 | FALSE | 0 | FALSE | 0 | FALSE | 0 | FALSE | 0 | FALSE | 0 | TRUE | 1400 | FALSE | 0 | FALSE | 0 | FALSE | 0 | FALSE | 0 | FALSE | 0 | FALSE | 0 | FALSE | 0 | FALSE | 0 | FALSE | 0 | FALSE | 0 | FALSE | 0 | FALSE | 0 | FALSE | 0 | FALSE | 0 | FALSE | 0 | FALSE | 0 | FALSE | 0 | FALSE | 0 | FALSE | 0 | FALSE | 0
50 |  | 0 | 2921 | FALSE |  | FALSE |  | FALSE |  | FALSE |  | FALSE |  | FALSE |  | FALSE |  | FALSE |  | FALSE |  | FALSE |  | FALSE |  | FALSE |  | FALSE |  | FALSE |  | FALSE |  | FALSE |  | FALSE |  | FALSE |  | FALSE |  | FALSE |  | FALSE |  | FALSE |  | FALSE |  | FALSE | 0 | FALSE | 0 | FALSE | 0 | FALSE | 0 | FALSE | 0 | FALSE | 0 | FALSE | 0 | TRUE | 1400 | FALSE | 0 | FALSE | 0 | FALSE | 0 | FALSE | 0 | FALSE | 0 | FALSE | 0 | FALSE | 0 | FALSE | 0 | FALSE | 0 | FALSE | 0 | FALSE | 0 | FALSE | 0 | FALSE | 0 | FALSE | 0 | FALSE | 0 | FALSE | 0 | FALSE | 0 | FALSE | 0 | FALSE | 0 | FALSE | 0
50 |  | 0 | 2920 | FALSE |  | FALSE |  | FALSE |  | FALSE |  | FALSE |  | FALSE |  | FALSE |  | FALSE |  | FALSE |  | FALSE |  | FALSE |  | FALSE |  | FALSE |  | FALSE |  | FALSE |  | FALSE |  | FALSE |  | FALSE |  | FALSE |  | FALSE |  | FALSE |  | FALSE |  | FALSE |  | FALSE | 0 | FALSE | 0 | FALSE | 0 | FALSE | 0 | FALSE | 0 | FALSE | 0 | FALSE | 0 | TRUE | 1400 | FALSE | 0 | FALSE | 0 | FALSE | 0 | FALSE | 0 | FALSE | 0 | FALSE | 0 | FALSE | 0 | FALSE | 0 | FALSE | 0 | FALSE | 0 | FALSE | 0 | FALSE | 0 | FALSE | 0 | FALSE | 0 | FALSE | 0 | FALSE | 0 | FALSE | 0 | FALSE | 0 | FALSE | 0 | FALSE | 0
50 |  | 0 | 2919 | FALSE |  | FALSE |  | FALSE |  | FALSE |  | FALSE |  | FALSE |  | FALSE |  | FALSE |  | FALSE |  | FALSE |  | FALSE |  | FALSE |  | FALSE |  | FALSE |  | FALSE |  | FALSE |  | FALSE |  | FALSE |  | FALSE |  | FALSE |  | FALSE |  | FALSE |  | FALSE |  | FALSE | 0 | FALSE | 0 | FALSE | 0 | FALSE | 0 | FALSE | 0 | FALSE | 0 | FALSE | 0 | TRUE | 1400 | FALSE | 0 | FALSE | 0 | FALSE | 0 | FALSE | 0 | FALSE | 0 | FALSE | 0 | FALSE | 0 | FALSE | 0 | FALSE | 0 | FALSE | 0 | FALSE | 0 | FALSE | 0 | FALSE | 0 | FALSE | 0 | FALSE | 0 | FALSE | 0 | FALSE | 0 | FALSE | 0 | FALSE | 0 | FALSE | 0
50 |  | 0 | 2918 | FALSE |  | FALSE |  | FALSE |  | FALSE |  | FALSE |  | FALSE |  | FALSE |  | FALSE |  | FALSE |  | FALSE |  | FALSE |  | FALSE |  | FALSE |  | FALSE |  | FALSE |  | FALSE |  | FALSE |  | FALSE |  | FALSE |  | FALSE |  | FALSE |  | FALSE |  | FALSE |  | FALSE | 0 | FALSE | 0 | FALSE | 0 | FALSE | 0 | FALSE | 0 | FALSE | 0 | FALSE | 0 | TRUE | 1400 | FALSE | 0 | FALSE | 0 | FALSE | 0 | FALSE | 0 | FALSE | 0 | FALSE | 0 | FALSE | 0 | FALSE | 0 | FALSE | 0 | FALSE | 0 | FALSE | 0 | FALSE | 0 | FALSE | 0 | FALSE | 0 | FALSE | 0 | FALSE | 0 | FALSE | 0 | FALSE | 0 | FALSE | 0 | FALSE | 0
50 |  | 0 | 2917 | FALSE |  | FALSE |  | FALSE |  | FALSE |  | FALSE |  | FALSE |  | FALSE |  | FALSE |  | FALSE |  | FALSE |  | FALSE |  | FALSE |  | FALSE |  | FALSE |  | FALSE |  | FALSE |  | FALSE |  | FALSE |  | FALSE |  | FALSE |  | FALSE |  | FALSE |  | FALSE |  | FALSE | 0 | FALSE | 0 | FALSE | 0 | FALSE | 0 | FALSE | 0 | FALSE | 0 | FALSE | 0 | TRUE | 1400 | FALSE | 0 | FALSE | 0 | FALSE | 0 | FALSE | 0 | FALSE | 0 | FALSE | 0 | FALSE | 0 | FALSE | 0 | FALSE | 0 | FALSE | 0 | FALSE | 0 | FALSE | 0 | FALSE | 0 | FALSE | 0 | FALSE | 0 | FALSE | 0 | FALSE | 0 | FALSE | 0 | FALSE | 0 | FALSE | 0
50 |  | 0 | 2916 | FALSE |  | FALSE |  | FALSE |  | FALSE |  | FALSE |  | FALSE |  | FALSE |  | FALSE |  | FALSE |  | FALSE |  | FALSE |  | FALSE |  | FALSE |  | FALSE |  | FALSE |  | FALSE |  | FALSE |  | FALSE |  | FALSE |  | FALSE |  | FALSE |  | FALSE |  | FALSE |  | FALSE | 0 | FALSE | 0 | FALSE | 0 | FALSE | 0 | FALSE | 0 | FALSE | 0 | FALSE | 0 | TRUE | 1400 | FALSE | 0 | FALSE | 0 | FALSE | 0 | FALSE | 0 | FALSE | 0 | FALSE | 0 | FALSE | 0 | FALSE | 0 | FALSE | 0 | FALSE | 0 | FALSE | 0 | FALSE | 0 | FALSE | 0 | FALSE | 0 | FALSE | 0 | FALSE | 0 | FALSE | 0 | FALSE | 0 | FALSE | 0 | FALSE | 0
50 |  | 0 | 2915 | FALSE |  | FALSE |  | FALSE |  | FALSE |  | FALSE |  | FALSE |  | FALSE |  | FALSE |  | FALSE |  | FALSE |  | FALSE |  | FALSE |  | FALSE |  | FALSE |  | FALSE |  | FALSE |  | FALSE |  | FALSE |  | FALSE |  | FALSE |  | FALSE |  | FALSE |  | FALSE |  | FALSE | 0 | FALSE | 0 | FALSE | 0 | FALSE | 0 | FALSE | 0 | FALSE | 0 | FALSE | 0 | TRUE | 1400 | FALSE | 0 | FALSE | 0 | FALSE | 0 | FALSE | 0 | FALSE | 0 | FALSE | 0 | FALSE | 0 | FALSE | 0 | FALSE | 0 | FALSE | 0 | FALSE | 0 | FALSE | 0 | FALSE | 0 | FALSE | 0 | FALSE | 0 | FALSE | 0 | FALSE | 0 | FALSE | 0 | FALSE | 0 | FALSE | 0
50 |  | 0 | 2914 | FALSE |  | FALSE |  | FALSE |  | FALSE |  | FALSE |  | FALSE |  | FALSE |  | FALSE |  | FALSE |  | FALSE |  | FALSE |  | FALSE |  | FALSE |  | FALSE |  | FALSE |  | FALSE |  | FALSE |  | FALSE |  | FALSE |  | FALSE |  | FALSE |  | FALSE |  | FALSE |  | FALSE | 0 | FALSE | 0 | FALSE | 0 | FALSE | 0 | FALSE | 0 | FALSE | 0 | FALSE | 0 | TRUE | 1400 | FALSE | 0 | FALSE | 0 | FALSE | 0 | FALSE | 0 | FALSE | 0 | FALSE | 0 | FALSE | 0 | FALSE | 0 | FALSE | 0 | FALSE | 0 | FALSE | 0 | FALSE | 0 | FALSE | 0 | FALSE | 0 | FALSE | 0 | FALSE | 0 | FALSE | 0 | FALSE | 0 | FALSE | 0 | FALSE | 0
50 |  | 0 | 2913 | FALSE |  | FALSE |  | FALSE |  | FALSE |  | FALSE |  | FALSE |  | FALSE |  | FALSE |  | FALSE |  | FALSE |  | FALSE |  | FALSE |  | FALSE |  | FALSE |  | FALSE |  | FALSE |  | FALSE |  | FALSE |  | FALSE |  | FALSE |  | FALSE |  | FALSE |  | FALSE |  | FALSE | 0 | FALSE | 0 | FALSE | 0 | FALSE | 0 | FALSE | 0 | FALSE | 0 | FALSE | 0 | TRUE | 1400 | FALSE | 0 | FALSE | 0 | FALSE | 0 | FALSE | 0 | FALSE | 0 | FALSE | 0 | FALSE | 0 | FALSE | 0 | FALSE | 0 | FALSE | 0 | FALSE | 0 | FALSE | 0 | FALSE | 0 | FALSE | 0 | FALSE | 0 | FALSE | 0 | FALSE | 0 | FALSE | 0 | FALSE | 0 | FALSE | 0
50 |  | 0 | 2912 | FALSE |  | FALSE |  | FALSE |  | FALSE |  | FALSE |  | FALSE |  | FALSE |  | FALSE |  | FALSE |  | FALSE |  | FALSE |  | FALSE |  | FALSE |  | FALSE |  | FALSE |  | FALSE |  | FALSE |  | FALSE |  | FALSE |  | FALSE |  | FALSE |  | FALSE |  | FALSE |  | FALSE | 0 | FALSE | 0 | FALSE | 0 | FALSE | 0 | FALSE | 0 | FALSE | 0 | FALSE | 0 | TRUE | 1400 | FALSE | 0 | FALSE | 0 | FALSE | 0 | FALSE | 0 | FALSE | 0 | FALSE | 0 | FALSE | 0 | FALSE | 0 | FALSE | 0 | FALSE | 0 | FALSE | 0 | FALSE | 0 | FALSE | 0 | FALSE | 0 | FALSE | 0 | FALSE | 0 | FALSE | 0 | FALSE | 0 | FALSE | 0 | FALSE | 0
50 |  | 0 | 2911 | FALSE |  | FALSE |  | FALSE |  | FALSE |  | FALSE |  | FALSE |  | FALSE |  | FALSE |  | FALSE |  | FALSE |  | FALSE |  | FALSE |  | FALSE |  | FALSE |  | FALSE |  | FALSE |  | FALSE |  | FALSE |  | FALSE |  | FALSE |  | FALSE |  | FALSE |  | FALSE |  | FALSE | 0 | FALSE | 0 | FALSE | 0 | FALSE | 0 | FALSE | 0 | FALSE | 0 | FALSE | 0 | TRUE | 1400 | FALSE | 0 | FALSE | 0 | FALSE | 0 | FALSE | 0 | FALSE | 0 | FALSE | 0 | FALSE | 0 | FALSE | 0 | FALSE | 0 | FALSE | 0 | FALSE | 0 | FALSE | 0 | FALSE | 0 | FALSE | 0 | FALSE | 0 | FALSE | 0 | FALSE | 0 | FALSE | 0 | FALSE | 0 | FALSE | 0
50 |  | 0 | 2910 | FALSE |  | FALSE |  | FALSE |  | FALSE |  | FALSE |  | FALSE |  | FALSE |  | FALSE |  | FALSE |  | FALSE |  | FALSE |  | FALSE |  | FALSE |  | FALSE |  | FALSE |  | FALSE |  | FALSE |  | FALSE |  | FALSE |  | FALSE |  | FALSE |  | FALSE |  | FALSE |  | FALSE | 0 | FALSE | 0 | FALSE | 0 | FALSE | 0 | FALSE | 0 | FALSE | 0 | FALSE | 0 | TRUE | 1400 | FALSE | 0 | FALSE | 0 | FALSE | 0 | FALSE | 0 | FALSE | 0 | FALSE | 0 | FALSE | 0 | FALSE | 0 | FALSE | 0 | FALSE | 0 | FALSE | 0 | FALSE | 0 | FALSE | 0 | FALSE | 0 | FALSE | 0 | FALSE | 0 | FALSE | 0 | FALSE | 0 | FALSE | 0 | FALSE | 0
50 |  | 0 | 2909 | FALSE |  | FALSE |  | FALSE |  | FALSE |  | FALSE |  | FALSE |  | FALSE |  | FALSE |  | FALSE |  | FALSE |  | FALSE |  | FALSE |  | FALSE |  | FALSE |  | FALSE |  | FALSE |  | FALSE |  | FALSE |  | FALSE |  | FALSE |  | FALSE |  | FALSE |  | FALSE |  | FALSE | 0 | FALSE | 0 | FALSE | 0 | FALSE | 0 | FALSE | 0 | FALSE | 0 | FALSE | 0 | TRUE | 1400 | FALSE | 0 | FALSE | 0 | FALSE | 0 | FALSE | 0 | FALSE | 0 | FALSE | 0 | FALSE | 0 | FALSE | 0 | FALSE | 0 | FALSE | 0 | FALSE | 0 | FALSE | 0 | FALSE | 0 | FALSE | 0 | FALSE | 0 | FALSE | 0 | FALSE | 0 | FALSE | 0 | FALSE | 0 | FALSE | 0
50 |  | 0 | 2908 | FALSE |  | FALSE |  | FALSE |  | FALSE |  | FALSE |  | FALSE |  | FALSE |  | FALSE |  | FALSE |  | FALSE |  | FALSE |  | FALSE |  | FALSE |  | FALSE |  | FALSE |  | FALSE |  | FALSE |  | FALSE |  | FALSE |  | FALSE |  | FALSE |  | FALSE |  | FALSE |  | FALSE | 0 | FALSE | 0 | FALSE | 0 | FALSE | 0 | FALSE | 0 | FALSE | 0 | FALSE | 0 | TRUE | 1400 | FALSE | 0 | FALSE | 0 | FALSE | 0 | FALSE | 0 | FALSE | 0 | FALSE | 0 | FALSE | 0 | FALSE | 0 | FALSE | 0 | FALSE | 0 | FALSE | 0 | FALSE | 0 | FALSE | 0 | FALSE | 0 | FALSE | 0 | FALSE | 0 | FALSE | 0 | FALSE | 0 | FALSE | 0 | FALSE | 0
50 |  | 0 | 2907 | FALSE |  | FALSE |  | FALSE |  | FALSE |  | FALSE |  | FALSE |  | FALSE |  | FALSE |  | FALSE |  | FALSE |  | FALSE |  | FALSE |  | FALSE |  | FALSE |  | FALSE |  | FALSE |  | FALSE |  | FALSE |  | FALSE |  | FALSE |  | FALSE |  | FALSE |  | FALSE |  | FALSE | 0 | FALSE | 0 | FALSE | 0 | FALSE | 0 | FALSE | 0 | FALSE | 0 | FALSE | 0 | TRUE | 1400 | FALSE | 0 | FALSE | 0 | FALSE | 0 | FALSE | 0 | FALSE | 0 | FALSE | 0 | FALSE | 0 | FALSE | 0 | FALSE | 0 | FALSE | 0 | FALSE | 0 | FALSE | 0 | FALSE | 0 | FALSE | 0 | FALSE | 0 | FALSE | 0 | FALSE | 0 | FALSE | 0 | FALSE | 0 | FALSE | 0
50 |  | 0 | 2906 | FALSE |  | FALSE |  | FALSE |  | FALSE |  | FALSE |  | FALSE |  | FALSE |  | FALSE |  | FALSE |  | FALSE |  | FALSE |  | FALSE |  | FALSE |  | FALSE |  | FALSE |  | FALSE |  | FALSE |  | FALSE |  | FALSE |  | FALSE |  | FALSE |  | FALSE |  | FALSE |  | FALSE | 0 | FALSE | 0 | FALSE | 0 | FALSE | 0 | FALSE | 0 | FALSE | 0 | FALSE | 0 | TRUE | 1400 | FALSE | 0 | FALSE | 0 | FALSE | 0 | FALSE | 0 | FALSE | 0 | FALSE | 0 | FALSE | 0 | FALSE | 0 | FALSE | 0 | FALSE | 0 | FALSE | 0 | FALSE | 0 | FALSE | 0 | FALSE | 0 | FALSE | 0 | FALSE | 0 | FALSE | 0 | FALSE | 0 | FALSE | 0 | FALSE | 0
50 |  | 0 | 2905 | FALSE |  | FALSE |  | FALSE |  | FALSE |  | FALSE |  | FALSE |  | FALSE |  | FALSE |  | FALSE |  | FALSE |  | FALSE |  | FALSE |  | FALSE |  | FALSE |  | FALSE |  | FALSE |  | FALSE |  | FALSE |  | FALSE |  | FALSE |  | FALSE |  | FALSE |  | FALSE |  | FALSE | 0 | FALSE | 0 | FALSE | 0 | FALSE | 0 | FALSE | 0 | FALSE | 0 | FALSE | 0 | TRUE | 1400 | FALSE | 0 | FALSE | 0 | FALSE | 0 | FALSE | 0 | FALSE | 0 | FALSE | 0 | FALSE | 0 | FALSE | 0 | FALSE | 0 | FALSE | 0 | FALSE | 0 | FALSE | 0 | FALSE | 0 | FALSE | 0 | FALSE | 0 | FALSE | 0 | FALSE | 0 | FALSE | 0 | FALSE | 0 | FALSE | 0
50 |  | 0 | 2904 | FALSE |  | FALSE |  | FALSE |  | FALSE |  | FALSE |  | FALSE |  | FALSE |  | FALSE |  | FALSE |  | FALSE |  | FALSE |  | FALSE |  | FALSE |  | FALSE |  | FALSE |  | FALSE |  | FALSE |  | FALSE |  | FALSE |  | FALSE |  | FALSE |  | FALSE |  | FALSE |  | FALSE | 0 | FALSE | 0 | FALSE | 0 | FALSE | 0 | FALSE | 0 | FALSE | 0 | FALSE | 0 | TRUE | 1400 | FALSE | 0 | FALSE | 0 | FALSE | 0 | FALSE | 0 | FALSE | 0 | FALSE | 0 | FALSE | 0 | FALSE | 0 | FALSE | 0 | FALSE | 0 | FALSE | 0 | FALSE | 0 | FALSE | 0 | FALSE | 0 | FALSE | 0 | FALSE | 0 | FALSE | 0 | FALSE | 0 | FALSE | 0 | FALSE | 0
50 |  | 0 | 2903 | FALSE |  | FALSE |  | FALSE |  | FALSE |  | FALSE |  | FALSE |  | FALSE |  | FALSE |  | FALSE |  | FALSE |  | FALSE |  | FALSE |  | FALSE |  | FALSE |  | FALSE |  | FALSE |  | FALSE |  | FALSE |  | FALSE |  | FALSE |  | FALSE |  | FALSE |  | FALSE |  | FALSE | 0 | FALSE | 0 | FALSE | 0 | FALSE | 0 | FALSE | 0 | FALSE | 0 | FALSE | 0 | TRUE | 1400 | FALSE | 0 | FALSE | 0 | FALSE | 0 | FALSE | 0 | FALSE | 0 | FALSE | 0 | FALSE | 0 | FALSE | 0 | FALSE | 0 | FALSE | 0 | FALSE | 0 | FALSE | 0 | FALSE | 0 | FALSE | 0 | FALSE | 0 | FALSE | 0 | FALSE | 0 | FALSE | 0 | FALSE | 0 | FALSE | 0
50 |  | 0 | 2902 | FALSE |  | FALSE |  | FALSE |  | FALSE |  | FALSE |  | FALSE |  | FALSE |  | FALSE |  | FALSE |  | FALSE |  | FALSE |  | FALSE |  | FALSE |  | FALSE |  | FALSE |  | FALSE |  | FALSE |  | FALSE |  | FALSE |  | FALSE |  | FALSE |  | FALSE |  | FALSE |  | FALSE | 0 | FALSE | 0 | FALSE | 0 | FALSE | 0 | FALSE | 0 | FALSE | 0 | FALSE | 0 | TRUE | 1400 | FALSE | 0 | FALSE | 0 | FALSE | 0 | FALSE | 0 | FALSE | 0 | FALSE | 0 | FALSE | 0 | FALSE | 0 | FALSE | 0 | FALSE | 0 | FALSE | 0 | FALSE | 0 | FALSE | 0 | FALSE | 0 | FALSE | 0 | FALSE | 0 | FALSE | 0 | FALSE | 0 | FALSE | 0 | FALSE | 0
50 |  | 0 | 2901 | FALSE |  | FALSE |  | FALSE |  | FALSE |  | FALSE |  | FALSE |  | FALSE |  | FALSE |  | FALSE |  | FALSE |  | FALSE |  | FALSE |  | FALSE |  | FALSE |  | FALSE |  | FALSE |  | FALSE |  | FALSE |  | FALSE |  | FALSE |  | FALSE |  | FALSE |  | FALSE |  | FALSE | 0 | FALSE | 0 | FALSE | 0 | FALSE | 0 | FALSE | 0 | FALSE | 0 | FALSE | 0 | TRUE | 1400 | FALSE | 0 | FALSE | 0 | FALSE | 0 | FALSE | 0 | FALSE | 0 | FALSE | 0 | FALSE | 0 | FALSE | 0 | FALSE | 0 | FALSE | 0 | FALSE | 0 | FALSE | 0 | FALSE | 0 | FALSE | 0 | FALSE | 0 | FALSE | 0 | FALSE | 0 | FALSE | 0 | FALSE | 0 | FALSE | 0
50 |  | 0 | 2900 | FALSE |  | FALSE |  | FALSE |  | FALSE |  | FALSE |  | FALSE |  | FALSE |  | FALSE |  | FALSE |  | FALSE |  | FALSE |  | FALSE |  | FALSE |  | FALSE |  | FALSE |  | FALSE |  | FALSE |  | FALSE |  | FALSE |  | FALSE |  | FALSE |  | FALSE |  | FALSE |  | FALSE | 0 | FALSE | 0 | FALSE | 0 | FALSE | 0 | FALSE | 0 | FALSE | 0 | FALSE | 0 | TRUE | 1400 | FALSE | 0 | FALSE | 0 | FALSE | 0 | FALSE | 0 | FALSE | 0 | FALSE | 0 | FALSE | 0 | FALSE | 0 | FALSE | 0 | FALSE | 0 | FALSE | 0 | FALSE | 0 | FALSE | 0 | FALSE | 0 | FALSE | 0 | FALSE | 0 | FALSE | 0 | FALSE | 0 | FALSE | 0 | FALSE | 0
50 |  | 0 | 2899 | FALSE |  | FALSE |  | FALSE |  | FALSE |  | FALSE |  | FALSE |  | FALSE |  | FALSE |  | FALSE |  | FALSE |  | FALSE |  | FALSE |  | FALSE |  | FALSE |  | FALSE |  | FALSE |  | FALSE |  | FALSE |  | FALSE |  | FALSE |  | FALSE |  | FALSE |  | FALSE |  | FALSE | 0 | FALSE | 0 | FALSE | 0 | FALSE | 0 | FALSE | 0 | FALSE | 0 | FALSE | 0 | TRUE | 1400 | FALSE | 0 | FALSE | 0 | FALSE | 0 | FALSE | 0 | FALSE | 0 | FALSE | 0 | FALSE | 0 | FALSE | 0 | FALSE | 0 | FALSE | 0 | FALSE | 0 | FALSE | 0 | FALSE | 0 | FALSE | 0 | FALSE | 0 | FALSE | 0 | FALSE | 0 | FALSE | 0 | FALSE | 0 | FALSE | 0
50 |  | 0 | 2898 | FALSE |  | FALSE |  | FALSE |  | FALSE |  | FALSE |  | FALSE |  | FALSE |  | FALSE |  | FALSE |  | FALSE |  | FALSE |  | FALSE |  | FALSE |  | FALSE |  | FALSE |  | FALSE |  | FALSE |  | FALSE |  | FALSE |  | FALSE |  | FALSE |  | FALSE |  | FALSE |  | FALSE | 0 | FALSE | 0 | FALSE | 0 | FALSE | 0 | FALSE | 0 | FALSE | 0 | FALSE | 0 | TRUE | 1400 | FALSE | 0 | FALSE | 0 | FALSE | 0 | FALSE | 0 | FALSE | 0 | FALSE | 0 | FALSE | 0 | FALSE | 0 | FALSE | 0 | FALSE | 0 | FALSE | 0 | FALSE | 0 | FALSE | 0 | FALSE | 0 | FALSE | 0 | FALSE | 0 | FALSE | 0 | FALSE | 0 | FALSE | 0 | FALSE | 0
50 |  | 0 | 2897 | FALSE |  | FALSE |  | FALSE |  | FALSE |  | FALSE |  | FALSE |  | FALSE |  | FALSE |  | FALSE |  | FALSE |  | FALSE |  | FALSE |  | FALSE |  | FALSE |  | FALSE |  | FALSE |  | FALSE |  | FALSE |  | FALSE |  | FALSE |  | FALSE |  | FALSE |  | FALSE |  | FALSE | 0 | FALSE | 0 | FALSE | 0 | FALSE | 0 | FALSE | 0 | FALSE | 0 | FALSE | 0 | TRUE | 1400 | FALSE | 0 | FALSE | 0 | FALSE | 0 | FALSE | 0 | FALSE | 0 | FALSE | 0 | FALSE | 0 | FALSE | 0 | FALSE | 0 | FALSE | 0 | FALSE | 0 | FALSE | 0 | FALSE | 0 | FALSE | 0 | FALSE | 0 | FALSE | 0 | FALSE | 0 | FALSE | 0 | FALSE | 0 | FALSE | 0
50 |  | 0 | 2896 | FALSE |  | FALSE |  | FALSE |  | FALSE |  | FALSE |  | FALSE |  | FALSE |  | FALSE |  | FALSE |  | FALSE |  | FALSE |  | FALSE |  | FALSE |  | FALSE |  | FALSE |  | FALSE |  | FALSE |  | FALSE |  | FALSE |  | FALSE |  | FALSE |  | FALSE |  | FALSE |  | FALSE | 0 | FALSE | 0 | FALSE | 0 | FALSE | 0 | FALSE | 0 | FALSE | 0 | FALSE | 0 | TRUE | 1400 | FALSE | 0 | FALSE | 0 | FALSE | 0 | FALSE | 0 | FALSE | 0 | FALSE | 0 | FALSE | 0 | FALSE | 0 | FALSE | 0 | FALSE | 0 | FALSE | 0 | FALSE | 0 | FALSE | 0 | FALSE | 0 | FALSE | 0 | FALSE | 0 | FALSE | 0 | FALSE | 0 | FALSE | 0 | FALSE | 0
50 |  | 0 | 2895 | FALSE |  | FALSE |  | FALSE |  | FALSE |  | FALSE |  | FALSE |  | FALSE |  | FALSE |  | FALSE |  | FALSE |  | FALSE |  | FALSE |  | FALSE |  | FALSE |  | FALSE |  | FALSE |  | FALSE |  | FALSE |  | FALSE |  | FALSE |  | FALSE |  | FALSE |  | FALSE |  | FALSE | 0 | FALSE | 0 | FALSE | 0 | FALSE | 0 | FALSE | 0 | FALSE | 0 | FALSE | 0 | TRUE | 1400 | FALSE | 0 | FALSE | 0 | FALSE | 0 | FALSE | 0 | FALSE | 0 | FALSE | 0 | FALSE | 0 | FALSE | 0 | FALSE | 0 | FALSE | 0 | FALSE | 0 | FALSE | 0 | FALSE | 0 | FALSE | 0 | FALSE | 0 | FALSE | 0 | FALSE | 0 | FALSE | 0 | FALSE | 0 | FALSE | 0
50 |  | 0 | 2894 | FALSE |  | FALSE |  | FALSE |  | FALSE |  | FALSE |  | FALSE |  | FALSE |  | FALSE |  | FALSE |  | FALSE |  | FALSE |  | FALSE |  | FALSE |  | FALSE |  | FALSE |  | FALSE |  | FALSE |  | FALSE |  | FALSE |  | FALSE |  | FALSE |  | FALSE |  | FALSE |  | FALSE | 0 | FALSE | 0 | FALSE | 0 | FALSE | 0 | FALSE | 0 | FALSE | 0 | FALSE | 0 | TRUE | 1400 | FALSE | 0 | FALSE | 0 | FALSE | 0 | FALSE | 0 | FALSE | 0 | FALSE | 0 | FALSE | 0 | FALSE | 0 | FALSE | 0 | FALSE | 0 | FALSE | 0 | FALSE | 0 | FALSE | 0 | FALSE | 0 | FALSE | 0 | FALSE | 0 | FALSE | 0 | FALSE | 0 | FALSE | 0 | FALSE | 0
50 |  | 0 | 2893 | FALSE |  | FALSE |  | FALSE |  | FALSE |  | FALSE |  | FALSE |  | FALSE |  | FALSE |  | FALSE |  | FALSE |  | FALSE |  | FALSE |  | FALSE |  | FALSE |  | FALSE |  | FALSE |  | FALSE |  | FALSE |  | FALSE |  | FALSE |  | FALSE |  | FALSE |  | FALSE |  | FALSE | 0 | FALSE | 0 | FALSE | 0 | FALSE | 0 | FALSE | 0 | FALSE | 0 | FALSE | 0 | TRUE | 1400 | FALSE | 0 | FALSE | 0 | FALSE | 0 | FALSE | 0 | FALSE | 0 | FALSE | 0 | FALSE | 0 | FALSE | 0 | FALSE | 0 | FALSE | 0 | FALSE | 0 | FALSE | 0 | FALSE | 0 | FALSE | 0 | FALSE | 0 | FALSE | 0 | FALSE | 0 | FALSE | 0 | FALSE | 0 | FALSE | 0
50 |  | 0 | 2892 | FALSE |  | FALSE |  | FALSE |  | FALSE |  | FALSE |  | FALSE |  | FALSE |  | FALSE |  | FALSE |  | FALSE |  | FALSE |  | FALSE |  | FALSE |  | FALSE |  | FALSE |  | FALSE |  | FALSE |  | FALSE |  | FALSE |  | FALSE |  | FALSE |  | FALSE |  | FALSE |  | FALSE | 0 | FALSE | 0 | FALSE | 0 | FALSE | 0 | FALSE | 0 | FALSE | 0 | FALSE | 0 | TRUE | 1400 | FALSE | 0 | FALSE | 0 | FALSE | 0 | FALSE | 0 | FALSE | 0 | FALSE | 0 | FALSE | 0 | FALSE | 0 | FALSE | 0 | FALSE | 0 | FALSE | 0 | FALSE | 0 | FALSE | 0 | FALSE | 0 | FALSE | 0 | FALSE | 0 | FALSE | 0 | FALSE | 0 | FALSE | 0 | FALSE | 0
50 |  | 0 | 2891 | FALSE |  | FALSE |  | FALSE |  | FALSE |  | FALSE |  | FALSE |  | FALSE |  | FALSE |  | FALSE |  | FALSE |  | FALSE |  | FALSE |  | FALSE |  | FALSE |  | FALSE |  | FALSE |  | FALSE |  | FALSE |  | FALSE |  | FALSE |  | FALSE |  | FALSE |  | FALSE |  | FALSE | 0 | FALSE | 0 | FALSE | 0 | FALSE | 0 | FALSE | 0 | FALSE | 0 | FALSE | 0 | TRUE | 1400 | FALSE | 0 | FALSE | 0 | FALSE | 0 | FALSE | 0 | FALSE | 0 | FALSE | 0 | FALSE | 0 | FALSE | 0 | FALSE | 0 | FALSE | 0 | FALSE | 0 | FALSE | 0 | FALSE | 0 | FALSE | 0 | FALSE | 0 | FALSE | 0 | FALSE | 0 | FALSE | 0 | FALSE | 0 | FALSE | 0
50 |  | 0 | 2890 | FALSE |  | FALSE |  | FALSE |  | FALSE |  | FALSE |  | FALSE |  | FALSE |  | FALSE |  | FALSE |  | FALSE |  | FALSE |  | FALSE |  | FALSE |  | FALSE |  | FALSE |  | FALSE |  | FALSE |  | FALSE |  | FALSE |  | FALSE |  | FALSE |  | FALSE |  | FALSE |  | FALSE | 0 | FALSE | 0 | FALSE | 0 | FALSE | 0 | FALSE | 0 | FALSE | 0 | FALSE | 0 | TRUE | 1400 | FALSE | 0 | FALSE | 0 | FALSE | 0 | FALSE | 0 | FALSE | 0 | FALSE | 0 | FALSE | 0 | FALSE | 0 | FALSE | 0 | FALSE | 0 | FALSE | 0 | FALSE | 0 | FALSE | 0 | FALSE | 0 | FALSE | 0 | FALSE | 0 | FALSE | 0 | FALSE | 0 | FALSE | 0 | FALSE | 0
50 |  | 0 | 2889 | FALSE |  | FALSE |  | FALSE |  | FALSE |  | FALSE |  | FALSE |  | FALSE |  | FALSE |  | FALSE |  | FALSE |  | FALSE |  | FALSE |  | FALSE |  | FALSE |  | FALSE |  | FALSE |  | FALSE |  | FALSE |  | FALSE |  | FALSE |  | FALSE |  | FALSE |  | FALSE |  | FALSE | 0 | FALSE | 0 | FALSE | 0 | FALSE | 0 | FALSE | 0 | FALSE | 0 | FALSE | 0 | TRUE | 1400 | FALSE | 0 | FALSE | 0 | FALSE | 0 | FALSE | 0 | FALSE | 0 | FALSE | 0 | FALSE | 0 | FALSE | 0 | FALSE | 0 | FALSE | 0 | FALSE | 0 | FALSE | 0 | FALSE | 0 | FALSE | 0 | FALSE | 0 | FALSE | 0 | FALSE | 0 | FALSE | 0 | FALSE | 0 | FALSE | 0
50 |  | 0 | 2888 | FALSE |  | FALSE |  | FALSE |  | FALSE |  | FALSE |  | FALSE |  | FALSE |  | FALSE |  | FALSE |  | FALSE |  | FALSE |  | FALSE |  | FALSE |  | FALSE |  | FALSE |  | FALSE |  | FALSE |  | FALSE |  | FALSE |  | FALSE |  | FALSE |  | FALSE |  | FALSE |  | FALSE | 0 | FALSE | 0 | FALSE | 0 | FALSE | 0 | FALSE | 0 | FALSE | 0 | FALSE | 0 | TRUE | 1400 | FALSE | 0 | FALSE | 0 | FALSE | 0 | FALSE | 0 | FALSE | 0 | FALSE | 0 | FALSE | 0 | FALSE | 0 | FALSE | 0 | FALSE | 0 | FALSE | 0 | FALSE | 0 | FALSE | 0 | FALSE | 0 | FALSE | 0 | FALSE | 0 | FALSE | 0 | FALSE | 0 | FALSE | 0 | FALSE | 0
50 |  | 0 | 2887 | FALSE |  | FALSE |  | FALSE |  | FALSE |  | FALSE |  | FALSE |  | FALSE |  | FALSE |  | FALSE |  | FALSE |  | FALSE |  | FALSE |  | FALSE |  | FALSE |  | FALSE |  | FALSE |  | FALSE |  | FALSE |  | FALSE |  | FALSE |  | FALSE |  | FALSE |  | FALSE |  | FALSE | 0 | FALSE | 0 | FALSE | 0 | FALSE | 0 | FALSE | 0 | FALSE | 0 | FALSE | 0 | TRUE | 1400 | FALSE | 0 | FALSE | 0 | FALSE | 0 | FALSE | 0 | FALSE | 0 | FALSE | 0 | FALSE | 0 | FALSE | 0 | FALSE | 0 | FALSE | 0 | FALSE | 0 | FALSE | 0 | FALSE | 0 | FALSE | 0 | FALSE | 0 | FALSE | 0 | FALSE | 0 | FALSE | 0 | FALSE | 0 | FALSE | 0
50 |  | 0 | 2886 | FALSE |  | FALSE |  | FALSE |  | FALSE |  | FALSE |  | FALSE |  | FALSE |  | FALSE |  | FALSE |  | FALSE |  | FALSE |  | FALSE |  | FALSE |  | FALSE |  | FALSE |  | FALSE |  | FALSE |  | FALSE |  | FALSE |  | FALSE |  | FALSE |  | FALSE |  | FALSE |  | FALSE | 0 | FALSE | 0 | FALSE | 0 | FALSE | 0 | FALSE | 0 | FALSE | 0 | FALSE | 0 | TRUE | 1400 | FALSE | 0 | FALSE | 0 | FALSE | 0 | FALSE | 0 | FALSE | 0 | FALSE | 0 | FALSE | 0 | FALSE | 0 | FALSE | 0 | FALSE | 0 | FALSE | 0 | FALSE | 0 | FALSE | 0 | FALSE | 0 | FALSE | 0 | FALSE | 0 | FALSE | 0 | FALSE | 0 | FALSE | 0 | FALSE | 0
50 |  | 0 | 2885 | FALSE |  | FALSE |  | FALSE |  | FALSE |  | FALSE |  | FALSE |  | FALSE |  | FALSE |  | FALSE |  | FALSE |  | FALSE |  | FALSE |  | FALSE |  | FALSE |  | FALSE |  | FALSE |  | FALSE |  | FALSE |  | FALSE |  | FALSE |  | FALSE |  | FALSE |  | FALSE |  | FALSE | 0 | FALSE | 0 | FALSE | 0 | FALSE | 0 | FALSE | 0 | FALSE | 0 | FALSE | 0 | TRUE | 1400 | FALSE | 0 | FALSE | 0 | FALSE | 0 | FALSE | 0 | FALSE | 0 | FALSE | 0 | FALSE | 0 | FALSE | 0 | FALSE | 0 | FALSE | 0 | FALSE | 0 | FALSE | 0 | FALSE | 0 | FALSE | 0 | FALSE | 0 | FALSE | 0 | FALSE | 0 | FALSE | 0 | FALSE | 0 | FALSE | 0
50 |  | 0 | 2884 | FALSE |  | FALSE |  | FALSE |  | FALSE |  | FALSE |  | FALSE |  | FALSE |  | FALSE |  | FALSE |  | FALSE |  | FALSE |  | FALSE |  | FALSE |  | FALSE |  | FALSE |  | FALSE |  | FALSE |  | FALSE |  | FALSE |  | FALSE |  | FALSE |  | FALSE |  | FALSE |  | FALSE | 0 | FALSE | 0 | FALSE | 0 | FALSE | 0 | FALSE | 0 | FALSE | 0 | FALSE | 0 | TRUE | 1400 | FALSE | 0 | FALSE | 0 | FALSE | 0 | FALSE | 0 | FALSE | 0 | FALSE | 0 | FALSE | 0 | FALSE | 0 | FALSE | 0 | FALSE | 0 | FALSE | 0 | FALSE | 0 | FALSE | 0 | FALSE | 0 | FALSE | 0 | FALSE | 0 | FALSE | 0 | FALSE | 0 | FALSE | 0 | FALSE | 0
50 |  | 0 | 2883 | FALSE |  | FALSE |  | FALSE |  | FALSE |  | FALSE |  | FALSE |  | FALSE |  | FALSE |  | FALSE |  | FALSE |  | FALSE |  | FALSE |  | FALSE |  | FALSE |  | FALSE |  | FALSE |  | FALSE |  | FALSE |  | FALSE |  | FALSE |  | FALSE |  | FALSE |  | FALSE |  | FALSE | 0 | FALSE | 0 | FALSE | 0 | FALSE | 0 | FALSE | 0 | FALSE | 0 | FALSE | 0 | TRUE | 1400 | FALSE | 0 | FALSE | 0 | FALSE | 0 | FALSE | 0 | FALSE | 0 | FALSE | 0 | FALSE | 0 | FALSE | 0 | FALSE | 0 | FALSE | 0 | FALSE | 0 | FALSE | 0 | FALSE | 0 | FALSE | 0 | FALSE | 0 | FALSE | 0 | FALSE | 0 | FALSE | 0 | FALSE | 0 | FALSE | 0
50 |  | 0 | 2882 | FALSE |  | FALSE |  | FALSE |  | FALSE |  | FALSE |  | FALSE |  | FALSE |  | FALSE |  | FALSE |  | FALSE |  | FALSE |  | FALSE |  | FALSE |  | FALSE |  | FALSE |  | FALSE |  | FALSE |  | FALSE |  | FALSE |  | FALSE |  | FALSE |  | FALSE |  | FALSE |  | FALSE | 0 | FALSE | 0 | FALSE | 0 | FALSE | 0 | FALSE | 0 | FALSE | 0 | FALSE | 0 | TRUE | 1400 | FALSE | 0 | FALSE | 0 | FALSE | 0 | FALSE | 0 | FALSE | 0 | FALSE | 0 | FALSE | 0 | FALSE | 0 | FALSE | 0 | FALSE | 0 | FALSE | 0 | FALSE | 0 | FALSE | 0 | FALSE | 0 | FALSE | 0 | FALSE | 0 | FALSE | 0 | FALSE | 0 | FALSE | 0 | FALSE | 0
50 |  | 0 | 2881 | FALSE |  | FALSE |  | FALSE |  | FALSE |  | FALSE |  | FALSE |  | FALSE |  | FALSE |  | FALSE |  | FALSE |  | FALSE |  | FALSE |  | FALSE |  | FALSE |  | FALSE |  | FALSE |  | FALSE |  | FALSE |  | FALSE |  | FALSE |  | FALSE |  | FALSE |  | FALSE | 0 | FALSE | 0 | FALSE | 0 | FALSE | 0 | FALSE | 0 | FALSE | 0 | FALSE | 0 | FALSE | 0 | TRUE | 1400 | FALSE | 0 | FALSE | 0 | FALSE | 0 | FALSE | 0 | FALSE | 0 | FALSE | 0 | FALSE | 0 | FALSE | 0 | FALSE | 0 | FALSE | 0 | FALSE | 0 | FALSE | 0 | FALSE | 0 | FALSE | 0 | FALSE | 0 | FALSE | 0 | FALSE | 0 | FALSE | 0 | FALSE | 0 | FALSE | 0
50 |  | 0 | 2880 | FALSE |  | FALSE |  | FALSE |  | FALSE |  | FALSE |  | FALSE |  | FALSE |  | FALSE |  | FALSE |  | FALSE |  | FALSE |  | FALSE |  | FALSE |  | FALSE |  | FALSE |  | FALSE |  | FALSE |  | FALSE |  | FALSE |  | FALSE |  | FALSE |  | FALSE |  | FALSE | 0 | FALSE | 0 | FALSE | 0 | FALSE | 0 | FALSE | 0 | FALSE | 0 | FALSE | 0 | FALSE | 0 | TRUE | 1400 | FALSE | 0 | FALSE | 0 | FALSE | 0 | FALSE | 0 | FALSE | 0 | FALSE | 0 | FALSE | 0 | FALSE | 0 | FALSE | 0 | FALSE | 0 | FALSE | 0 | FALSE | 0 | FALSE | 0 | FALSE | 0 | FALSE | 0 | FALSE | 0 | FALSE | 0 | FALSE | 0 | FALSE | 0 | FALSE | 0
50 |  | 0 | 2879 | FALSE |  | FALSE |  | FALSE |  | FALSE |  | FALSE |  | FALSE |  | FALSE |  | FALSE |  | FALSE |  | FALSE |  | FALSE |  | FALSE |  | FALSE |  | FALSE |  | FALSE |  | FALSE |  | FALSE |  | FALSE |  | FALSE |  | FALSE |  | FALSE |  | FALSE |  | FALSE | 0 | FALSE | 0 | FALSE | 0 | FALSE | 0 | FALSE | 0 | FALSE | 0 | FALSE | 0 | FALSE | 0 | TRUE | 1400 | FALSE | 0 | FALSE | 0 | FALSE | 0 | FALSE | 0 | FALSE | 0 | FALSE | 0 | FALSE | 0 | FALSE | 0 | FALSE | 0 | FALSE | 0 | FALSE | 0 | FALSE | 0 | FALSE | 0 | FALSE | 0 | FALSE | 0 | FALSE | 0 | FALSE | 0 | FALSE | 0 | FALSE | 0 | FALSE | 0
50 |  | 0 | 2878 | FALSE |  | FALSE |  | FALSE |  | FALSE |  | FALSE |  | FALSE |  | FALSE |  | FALSE |  | FALSE |  | FALSE |  | FALSE |  | FALSE |  | FALSE |  | FALSE |  | FALSE |  | FALSE |  | FALSE |  | FALSE |  | FALSE |  | FALSE |  | FALSE |  | FALSE |  | FALSE | 0 | FALSE | 0 | FALSE | 0 | FALSE | 0 | FALSE | 0 | FALSE | 0 | FALSE | 0 | FALSE | 0 | TRUE | 1400 | FALSE | 0 | FALSE | 0 | FALSE | 0 | FALSE | 0 | FALSE | 0 | FALSE | 0 | FALSE | 0 | FALSE | 0 | FALSE | 0 | FALSE | 0 | FALSE | 0 | FALSE | 0 | FALSE | 0 | FALSE | 0 | FALSE | 0 | FALSE | 0 | FALSE | 0 | FALSE | 0 | FALSE | 0 | FALSE | 0
50 |  | 0 | 2877 | FALSE |  | FALSE |  | FALSE |  | FALSE |  | FALSE |  | FALSE |  | FALSE |  | FALSE |  | FALSE |  | FALSE |  | FALSE |  | FALSE |  | FALSE |  | FALSE |  | FALSE |  | FALSE |  | FALSE |  | FALSE |  | FALSE |  | FALSE |  | FALSE |  | FALSE |  | FALSE | 0 | FALSE | 0 | FALSE | 0 | FALSE | 0 | FALSE | 0 | FALSE | 0 | FALSE | 0 | FALSE | 0 | TRUE | 1400 | FALSE | 0 | FALSE | 0 | FALSE | 0 | FALSE | 0 | FALSE | 0 | FALSE | 0 | FALSE | 0 | FALSE | 0 | FALSE | 0 | FALSE | 0 | FALSE | 0 | FALSE | 0 | FALSE | 0 | FALSE | 0 | FALSE | 0 | FALSE | 0 | FALSE | 0 | FALSE | 0 | FALSE | 0 | FALSE | 0
50 |  | 0 | 2876 | FALSE |  | FALSE |  | FALSE |  | FALSE |  | FALSE |  | FALSE |  | FALSE |  | FALSE |  | FALSE |  | FALSE |  | FALSE |  | FALSE |  | FALSE |  | FALSE |  | FALSE |  | FALSE |  | FALSE |  | FALSE |  | FALSE |  | FALSE |  | FALSE |  | FALSE |  | FALSE | 0 | FALSE | 0 | FALSE | 0 | FALSE | 0 | FALSE | 0 | FALSE | 0 | FALSE | 0 | FALSE | 0 | TRUE | 1400 | FALSE | 0 | FALSE | 0 | FALSE | 0 | FALSE | 0 | FALSE | 0 | FALSE | 0 | FALSE | 0 | FALSE | 0 | FALSE | 0 | FALSE | 0 | FALSE | 0 | FALSE | 0 | FALSE | 0 | FALSE | 0 | FALSE | 0 | FALSE | 0 | FALSE | 0 | FALSE | 0 | FALSE | 0 | FALSE | 0
50 |  | 0 | 2875 | FALSE |  | FALSE |  | FALSE |  | FALSE |  | FALSE |  | FALSE |  | FALSE |  | FALSE |  | FALSE |  | FALSE |  | FALSE |  | FALSE |  | FALSE |  | FALSE |  | FALSE |  | FALSE |  | FALSE |  | FALSE |  | FALSE |  | FALSE |  | FALSE |  | FALSE |  | FALSE | 0 | FALSE | 0 | FALSE | 0 | FALSE | 0 | FALSE | 0 | FALSE | 0 | FALSE | 0 | FALSE | 0 | TRUE | 1400 | FALSE | 0 | FALSE | 0 | FALSE | 0 | FALSE | 0 | FALSE | 0 | FALSE | 0 | FALSE | 0 | FALSE | 0 | FALSE | 0 | FALSE | 0 | FALSE | 0 | FALSE | 0 | FALSE | 0 | FALSE | 0 | FALSE | 0 | FALSE | 0 | FALSE | 0 | FALSE | 0 | FALSE | 0 | FALSE | 0
50 |  | 0 | 2874 | FALSE |  | FALSE |  | FALSE |  | FALSE |  | FALSE |  | FALSE |  | FALSE |  | FALSE |  | FALSE |  | FALSE |  | FALSE |  | FALSE |  | FALSE |  | FALSE |  | FALSE |  | FALSE |  | FALSE |  | FALSE |  | FALSE |  | FALSE |  | FALSE |  | FALSE |  | FALSE | 0 | FALSE | 0 | FALSE | 0 | FALSE | 0 | FALSE | 0 | FALSE | 0 | FALSE | 0 | FALSE | 0 | TRUE | 1400 | FALSE | 0 | FALSE | 0 | FALSE | 0 | FALSE | 0 | FALSE | 0 | FALSE | 0 | FALSE | 0 | FALSE | 0 | FALSE | 0 | FALSE | 0 | FALSE | 0 | FALSE | 0 | FALSE | 0 | FALSE | 0 | FALSE | 0 | FALSE | 0 | FALSE | 0 | FALSE | 0 | FALSE | 0 | FALSE | 0
50 |  | 0 | 2873 | FALSE |  | FALSE |  | FALSE |  | FALSE |  | FALSE |  | FALSE |  | FALSE |  | FALSE |  | FALSE |  | FALSE |  | FALSE |  | FALSE |  | FALSE |  | FALSE |  | FALSE |  | FALSE |  | FALSE |  | FALSE |  | FALSE |  | FALSE |  | FALSE |  | FALSE |  | FALSE | 0 | FALSE | 0 | FALSE | 0 | FALSE | 0 | FALSE | 0 | FALSE | 0 | FALSE | 0 | FALSE | 0 | TRUE | 1400 | FALSE | 0 | FALSE | 0 | FALSE | 0 | FALSE | 0 | FALSE | 0 | FALSE | 0 | FALSE | 0 | FALSE | 0 | FALSE | 0 | FALSE | 0 | FALSE | 0 | FALSE | 0 | FALSE | 0 | FALSE | 0 | FALSE | 0 | FALSE | 0 | FALSE | 0 | FALSE | 0 | FALSE | 0 | FALSE | 0
50 |  | 0 | 2872 | FALSE |  | FALSE |  | FALSE |  | FALSE |  | FALSE |  | FALSE |  | FALSE |  | FALSE |  | FALSE |  | FALSE |  | FALSE |  | FALSE |  | FALSE |  | FALSE |  | FALSE |  | FALSE |  | FALSE |  | FALSE |  | FALSE |  | FALSE |  | FALSE |  | FALSE |  | FALSE | 0 | FALSE | 0 | FALSE | 0 | FALSE | 0 | FALSE | 0 | FALSE | 0 | FALSE | 0 | FALSE | 0 | TRUE | 1400 | FALSE | 0 | FALSE | 0 | FALSE | 0 | FALSE | 0 | FALSE | 0 | FALSE | 0 | FALSE | 0 | FALSE | 0 | FALSE | 0 | FALSE | 0 | FALSE | 0 | FALSE | 0 | FALSE | 0 | FALSE | 0 | FALSE | 0 | FALSE | 0 | FALSE | 0 | FALSE | 0 | FALSE | 0 | FALSE | 0
50 |  | 0 | 2871 | FALSE |  | FALSE |  | FALSE |  | FALSE |  | FALSE |  | FALSE |  | FALSE |  | FALSE |  | FALSE |  | FALSE |  | FALSE |  | FALSE |  | FALSE |  | FALSE |  | FALSE |  | FALSE |  | FALSE |  | FALSE |  | FALSE |  | FALSE |  | FALSE |  | FALSE |  | FALSE | 0 | FALSE | 0 | FALSE | 0 | FALSE | 0 | FALSE | 0 | FALSE | 0 | FALSE | 0 | FALSE | 0 | TRUE | 1400 | FALSE | 0 | FALSE | 0 | FALSE | 0 | FALSE | 0 | FALSE | 0 | FALSE | 0 | FALSE | 0 | FALSE | 0 | FALSE | 0 | FALSE | 0 | FALSE | 0 | FALSE | 0 | FALSE | 0 | FALSE | 0 | FALSE | 0 | FALSE | 0 | FALSE | 0 | FALSE | 0 | FALSE | 0 | FALSE | 0
50 |  | 0 | 2870 | FALSE |  | FALSE |  | FALSE |  | FALSE |  | FALSE |  | FALSE |  | FALSE |  | FALSE |  | FALSE |  | FALSE |  | FALSE |  | FALSE |  | FALSE |  | FALSE |  | FALSE |  | FALSE |  | FALSE |  | FALSE |  | FALSE |  | FALSE |  | FALSE |  | FALSE |  | FALSE | 0 | FALSE | 0 | FALSE | 0 | FALSE | 0 | FALSE | 0 | FALSE | 0 | FALSE | 0 | FALSE | 0 | TRUE | 1400 | FALSE | 0 | FALSE | 0 | FALSE | 0 | FALSE | 0 | FALSE | 0 | FALSE | 0 | FALSE | 0 | FALSE | 0 | FALSE | 0 | FALSE | 0 | FALSE | 0 | FALSE | 0 | FALSE | 0 | FALSE | 0 | FALSE | 0 | FALSE | 0 | FALSE | 0 | FALSE | 0 | FALSE | 0 | FALSE | 0
50 |  | 0 | 2869 | FALSE |  | FALSE |  | FALSE |  | FALSE |  | FALSE |  | FALSE |  | FALSE |  | FALSE |  | FALSE |  | FALSE |  | FALSE |  | FALSE |  | FALSE |  | FALSE |  | FALSE |  | FALSE |  | FALSE |  | FALSE |  | FALSE |  | FALSE |  | FALSE |  | FALSE |  | FALSE | 0 | FALSE | 0 | FALSE | 0 | FALSE | 0 | FALSE | 0 | FALSE | 0 | FALSE | 0 | FALSE | 0 | TRUE | 1400 | FALSE | 0 | FALSE | 0 | FALSE | 0 | FALSE | 0 | FALSE | 0 | FALSE | 0 | FALSE | 0 | FALSE | 0 | FALSE | 0 | FALSE | 0 | FALSE | 0 | FALSE | 0 | FALSE | 0 | FALSE | 0 | FALSE | 0 | FALSE | 0 | FALSE | 0 | FALSE | 0 | FALSE | 0 | FALSE | 0
50 |  | 0 | 2868 | FALSE |  | FALSE |  | FALSE |  | FALSE |  | FALSE |  | FALSE |  | FALSE |  | FALSE |  | FALSE |  | FALSE |  | FALSE |  | FALSE |  | FALSE |  | FALSE |  | FALSE |  | FALSE |  | FALSE |  | FALSE |  | FALSE |  | FALSE |  | FALSE |  | FALSE |  | FALSE | 0 | FALSE | 0 | FALSE | 0 | FALSE | 0 | FALSE | 0 | FALSE | 0 | FALSE | 0 | FALSE | 0 | TRUE | 1400 | FALSE | 0 | FALSE | 0 | FALSE | 0 | FALSE | 0 | FALSE | 0 | FALSE | 0 | FALSE | 0 | FALSE | 0 | FALSE | 0 | FALSE | 0 | FALSE | 0 | FALSE | 0 | FALSE | 0 | FALSE | 0 | FALSE | 0 | FALSE | 0 | FALSE | 0 | FALSE | 0 | FALSE | 0 | FALSE | 0
50 |  | 0 | 2867 | FALSE |  | FALSE |  | FALSE |  | FALSE |  | FALSE |  | FALSE |  | FALSE |  | FALSE |  | FALSE |  | FALSE |  | FALSE |  | FALSE |  | FALSE |  | FALSE |  | FALSE |  | FALSE |  | FALSE |  | FALSE |  | FALSE |  | FALSE |  | FALSE |  | FALSE |  | FALSE | 0 | FALSE | 0 | FALSE | 0 | FALSE | 0 | FALSE | 0 | FALSE | 0 | FALSE | 0 | FALSE | 0 | TRUE | 1400 | FALSE | 0 | FALSE | 0 | FALSE | 0 | FALSE | 0 | FALSE | 0 | FALSE | 0 | FALSE | 0 | FALSE | 0 | FALSE | 0 | FALSE | 0 | FALSE | 0 | FALSE | 0 | FALSE | 0 | FALSE | 0 | FALSE | 0 | FALSE | 0 | FALSE | 0 | FALSE | 0 | FALSE | 0 | FALSE | 0
50 |  | 0 | 2866 | FALSE |  | FALSE |  | FALSE |  | FALSE |  | FALSE |  | FALSE |  | FALSE |  | FALSE |  | FALSE |  | FALSE |  | FALSE |  | FALSE |  | FALSE |  | FALSE |  | FALSE |  | FALSE |  | FALSE |  | FALSE |  | FALSE |  | FALSE |  | FALSE |  | FALSE |  | FALSE | 0 | FALSE | 0 | FALSE | 0 | FALSE | 0 | FALSE | 0 | FALSE | 0 | FALSE | 0 | FALSE | 0 | TRUE | 1400 | FALSE | 0 | FALSE | 0 | FALSE | 0 | FALSE | 0 | FALSE | 0 | FALSE | 0 | FALSE | 0 | FALSE | 0 | FALSE | 0 | FALSE | 0 | FALSE | 0 | FALSE | 0 | FALSE | 0 | FALSE | 0 | FALSE | 0 | FALSE | 0 | FALSE | 0 | FALSE | 0 | FALSE | 0 | FALSE | 0
50 |  | 0 | 2865 | FALSE |  | FALSE |  | FALSE |  | FALSE |  | FALSE |  | FALSE |  | FALSE |  | FALSE |  | FALSE |  | FALSE |  | FALSE |  | FALSE |  | FALSE |  | FALSE |  | FALSE |  | FALSE |  | FALSE |  | FALSE |  | FALSE |  | FALSE |  | FALSE |  | FALSE |  | FALSE | 0 | FALSE | 0 | FALSE | 0 | FALSE | 0 | FALSE | 0 | FALSE | 0 | FALSE | 0 | FALSE | 0 | TRUE | 1400 | FALSE | 0 | FALSE | 0 | FALSE | 0 | FALSE | 0 | FALSE | 0 | FALSE | 0 | FALSE | 0 | FALSE | 0 | FALSE | 0 | FALSE | 0 | FALSE | 0 | FALSE | 0 | FALSE | 0 | FALSE | 0 | FALSE | 0 | FALSE | 0 | FALSE | 0 | FALSE | 0 | FALSE | 0 | FALSE | 0
50 |  | 0 | 2864 | FALSE |  | FALSE |  | FALSE |  | FALSE |  | FALSE |  | FALSE |  | FALSE |  | FALSE |  | FALSE |  | FALSE |  | FALSE |  | FALSE |  | FALSE |  | FALSE |  | FALSE |  | FALSE |  | FALSE |  | FALSE |  | FALSE |  | FALSE |  | FALSE |  | FALSE |  | FALSE | 0 | FALSE | 0 | FALSE | 0 | FALSE | 0 | FALSE | 0 | FALSE | 0 | FALSE | 0 | FALSE | 0 | TRUE | 1400 | FALSE | 0 | FALSE | 0 | FALSE | 0 | FALSE | 0 | FALSE | 0 | FALSE | 0 | FALSE | 0 | FALSE | 0 | FALSE | 0 | FALSE | 0 | FALSE | 0 | FALSE | 0 | FALSE | 0 | FALSE | 0 | FALSE | 0 | FALSE | 0 | FALSE | 0 | FALSE | 0 | FALSE | 0 | FALSE | 0
50 |  | 0 | 2863 | FALSE |  | FALSE |  | FALSE |  | FALSE |  | FALSE |  | FALSE |  | FALSE |  | FALSE |  | FALSE |  | FALSE |  | FALSE |  | FALSE |  | FALSE |  | FALSE |  | FALSE |  | FALSE |  | FALSE |  | FALSE |  | FALSE |  | FALSE |  | FALSE |  | FALSE |  | FALSE | 0 | FALSE | 0 | FALSE | 0 | FALSE | 0 | FALSE | 0 | FALSE | 0 | FALSE | 0 | FALSE | 0 | TRUE | 1400 | FALSE | 0 | FALSE | 0 | FALSE | 0 | FALSE | 0 | FALSE | 0 | FALSE | 0 | FALSE | 0 | FALSE | 0 | FALSE | 0 | FALSE | 0 | FALSE | 0 | FALSE | 0 | FALSE | 0 | FALSE | 0 | FALSE | 0 | FALSE | 0 | FALSE | 0 | FALSE | 0 | FALSE | 0 | FALSE | 0
50 |  | 0 | 2862 | FALSE |  | FALSE |  | FALSE |  | FALSE |  | FALSE |  | FALSE |  | FALSE |  | FALSE |  | FALSE |  | FALSE |  | FALSE |  | FALSE |  | FALSE |  | FALSE |  | FALSE |  | FALSE |  | FALSE |  | FALSE |  | FALSE |  | FALSE |  | FALSE |  | FALSE |  | FALSE | 0 | FALSE | 0 | FALSE | 0 | FALSE | 0 | FALSE | 0 | FALSE | 0 | FALSE | 0 | FALSE | 0 | TRUE | 1400 | FALSE | 0 | FALSE | 0 | FALSE | 0 | FALSE | 0 | FALSE | 0 | FALSE | 0 | FALSE | 0 | FALSE | 0 | FALSE | 0 | FALSE | 0 | FALSE | 0 | FALSE | 0 | FALSE | 0 | FALSE | 0 | FALSE | 0 | FALSE | 0 | FALSE | 0 | FALSE | 0 | FALSE | 0 | FALSE | 0
50 |  | 0 | 2861 | FALSE |  | FALSE |  | FALSE |  | FALSE |  | FALSE |  | FALSE |  | FALSE |  | FALSE |  | FALSE |  | FALSE |  | FALSE |  | FALSE |  | FALSE |  | FALSE |  | FALSE |  | FALSE |  | FALSE |  | FALSE |  | FALSE |  | FALSE |  | FALSE |  | FALSE |  | FALSE | 0 | FALSE | 0 | FALSE | 0 | FALSE | 0 | FALSE | 0 | FALSE | 0 | FALSE | 0 | FALSE | 0 | TRUE | 1400 | FALSE | 0 | FALSE | 0 | FALSE | 0 | FALSE | 0 | FALSE | 0 | FALSE | 0 | FALSE | 0 | FALSE | 0 | FALSE | 0 | FALSE | 0 | FALSE | 0 | FALSE | 0 | FALSE | 0 | FALSE | 0 | FALSE | 0 | FALSE | 0 | FALSE | 0 | FALSE | 0 | FALSE | 0 | FALSE | 0
50 |  | 0 | 2860 | FALSE |  | FALSE |  | FALSE |  | FALSE |  | FALSE |  | FALSE |  | FALSE |  | FALSE |  | FALSE |  | FALSE |  | FALSE |  | FALSE |  | FALSE |  | FALSE |  | FALSE |  | FALSE |  | FALSE |  | FALSE |  | FALSE |  | FALSE |  | FALSE |  | FALSE |  | FALSE | 0 | FALSE | 0 | FALSE | 0 | FALSE | 0 | FALSE | 0 | FALSE | 0 | FALSE | 0 | FALSE | 0 | TRUE | 1400 | FALSE | 0 | FALSE | 0 | FALSE | 0 | FALSE | 0 | FALSE | 0 | FALSE | 0 | FALSE | 0 | FALSE | 0 | FALSE | 0 | FALSE | 0 | FALSE | 0 | FALSE | 0 | FALSE | 0 | FALSE | 0 | FALSE | 0 | FALSE | 0 | FALSE | 0 | FALSE | 0 | FALSE | 0 | FALSE | 0
50 |  | 0 | 2859 | FALSE |  | FALSE |  | FALSE |  | FALSE |  | FALSE |  | FALSE |  | FALSE |  | FALSE |  | FALSE |  | FALSE |  | FALSE |  | FALSE |  | FALSE |  | FALSE |  | FALSE |  | FALSE |  | FALSE |  | FALSE |  | FALSE |  | FALSE |  | FALSE |  | FALSE |  | FALSE | 0 | FALSE | 0 | FALSE | 0 | FALSE | 0 | FALSE | 0 | FALSE | 0 | FALSE | 0 | FALSE | 0 | TRUE | 1400 | FALSE | 0 | FALSE | 0 | FALSE | 0 | FALSE | 0 | FALSE | 0 | FALSE | 0 | FALSE | 0 | FALSE | 0 | FALSE | 0 | FALSE | 0 | FALSE | 0 | FALSE | 0 | FALSE | 0 | FALSE | 0 | FALSE | 0 | FALSE | 0 | FALSE | 0 | FALSE | 0 | FALSE | 0 | FALSE | 0
50 |  | 0 | 2858 | FALSE |  | FALSE |  | FALSE |  | FALSE |  | FALSE |  | FALSE |  | FALSE |  | FALSE |  | FALSE |  | FALSE |  | FALSE |  | FALSE |  | FALSE |  | FALSE |  | FALSE |  | FALSE |  | FALSE |  | FALSE |  | FALSE |  | FALSE |  | FALSE |  | FALSE |  | FALSE | 0 | FALSE | 0 | FALSE | 0 | FALSE | 0 | FALSE | 0 | FALSE | 0 | FALSE | 0 | FALSE | 0 | TRUE | 1400 | FALSE | 0 | FALSE | 0 | FALSE | 0 | FALSE | 0 | FALSE | 0 | FALSE | 0 | FALSE | 0 | FALSE | 0 | FALSE | 0 | FALSE | 0 | FALSE | 0 | FALSE | 0 | FALSE | 0 | FALSE | 0 | FALSE | 0 | FALSE | 0 | FALSE | 0 | FALSE | 0 | FALSE | 0 | FALSE | 0
50 |  | 0 | 2857 | FALSE |  | FALSE |  | FALSE |  | FALSE |  | FALSE |  | FALSE |  | FALSE |  | FALSE |  | FALSE |  | FALSE |  | FALSE |  | FALSE |  | FALSE |  | FALSE |  | FALSE |  | FALSE |  | FALSE |  | FALSE |  | FALSE |  | FALSE |  | FALSE |  | FALSE |  | FALSE | 0 | FALSE | 0 | FALSE | 0 | FALSE | 0 | FALSE | 0 | FALSE | 0 | FALSE | 0 | FALSE | 0 | TRUE | 1400 | FALSE | 0 | FALSE | 0 | FALSE | 0 | FALSE | 0 | FALSE | 0 | FALSE | 0 | FALSE | 0 | FALSE | 0 | FALSE | 0 | FALSE | 0 | FALSE | 0 | FALSE | 0 | FALSE | 0 | FALSE | 0 | FALSE | 0 | FALSE | 0 | FALSE | 0 | FALSE | 0 | FALSE | 0 | FALSE | 0
50 |  | 0 | 2856 | FALSE |  | FALSE |  | FALSE |  | FALSE |  | FALSE |  | FALSE |  | FALSE |  | FALSE |  | FALSE |  | FALSE |  | FALSE |  | FALSE |  | FALSE |  | FALSE |  | FALSE |  | FALSE |  | FALSE |  | FALSE |  | FALSE |  | FALSE |  | FALSE |  | FALSE |  | FALSE | 0 | FALSE | 0 | FALSE | 0 | FALSE | 0 | FALSE | 0 | FALSE | 0 | FALSE | 0 | FALSE | 0 | TRUE | 1400 | FALSE | 0 | FALSE | 0 | FALSE | 0 | FALSE | 0 | FALSE | 0 | FALSE | 0 | FALSE | 0 | FALSE | 0 | FALSE | 0 | FALSE | 0 | FALSE | 0 | FALSE | 0 | FALSE | 0 | FALSE | 0 | FALSE | 0 | FALSE | 0 | FALSE | 0 | FALSE | 0 | FALSE | 0 | FALSE | 0
50 |  | 0 | 2855 | FALSE |  | FALSE |  | FALSE |  | FALSE |  | FALSE |  | FALSE |  | FALSE |  | FALSE |  | FALSE |  | FALSE |  | FALSE |  | FALSE |  | FALSE |  | FALSE |  | FALSE |  | FALSE |  | FALSE |  | FALSE |  | FALSE |  | FALSE |  | FALSE |  | FALSE |  | FALSE | 0 | FALSE | 0 | FALSE | 0 | FALSE | 0 | FALSE | 0 | FALSE | 0 | FALSE | 0 | FALSE | 0 | TRUE | 1400 | FALSE | 0 | FALSE | 0 | FALSE | 0 | FALSE | 0 | FALSE | 0 | FALSE | 0 | FALSE | 0 | FALSE | 0 | FALSE | 0 | FALSE | 0 | FALSE | 0 | FALSE | 0 | FALSE | 0 | FALSE | 0 | FALSE | 0 | FALSE | 0 | FALSE | 0 | FALSE | 0 | FALSE | 0 | FALSE | 0
50 |  | 0 | 2854 | FALSE |  | FALSE |  | FALSE |  | FALSE |  | FALSE |  | FALSE |  | FALSE |  | FALSE |  | FALSE |  | FALSE |  | FALSE |  | FALSE |  | FALSE |  | FALSE |  | FALSE |  | FALSE |  | FALSE |  | FALSE |  | FALSE |  | FALSE |  | FALSE |  | FALSE |  | FALSE | 0 | FALSE | 0 | FALSE | 0 | FALSE | 0 | FALSE | 0 | FALSE | 0 | FALSE | 0 | FALSE | 0 | TRUE | 1400 | FALSE | 0 | FALSE | 0 | FALSE | 0 | FALSE | 0 | FALSE | 0 | FALSE | 0 | FALSE | 0 | FALSE | 0 | FALSE | 0 | FALSE | 0 | FALSE | 0 | FALSE | 0 | FALSE | 0 | FALSE | 0 | FALSE | 0 | FALSE | 0 | FALSE | 0 | FALSE | 0 | FALSE | 0 | FALSE | 0
50 |  | 0 | 2853 | FALSE |  | FALSE |  | FALSE |  | FALSE |  | FALSE |  | FALSE |  | FALSE |  | FALSE |  | FALSE |  | FALSE |  | FALSE |  | FALSE |  | FALSE |  | FALSE |  | FALSE |  | FALSE |  | FALSE |  | FALSE |  | FALSE |  | FALSE |  | FALSE |  | FALSE |  | FALSE | 0 | FALSE | 0 | FALSE | 0 | FALSE | 0 | FALSE | 0 | FALSE | 0 | FALSE | 0 | FALSE | 0 | TRUE | 1400 | FALSE | 0 | FALSE | 0 | FALSE | 0 | FALSE | 0 | FALSE | 0 | FALSE | 0 | FALSE | 0 | FALSE | 0 | FALSE | 0 | FALSE | 0 | FALSE | 0 | FALSE | 0 | FALSE | 0 | FALSE | 0 | FALSE | 0 | FALSE | 0 | FALSE | 0 | FALSE | 0 | FALSE | 0 | FALSE | 0
50 |  | 0 | 2852 | FALSE |  | FALSE |  | FALSE |  | FALSE |  | FALSE |  | FALSE |  | FALSE |  | FALSE |  | FALSE |  | FALSE |  | FALSE |  | FALSE |  | FALSE |  | FALSE |  | FALSE |  | FALSE |  | FALSE |  | FALSE |  | FALSE |  | FALSE |  | FALSE |  | FALSE |  | FALSE | 0 | FALSE | 0 | FALSE | 0 | FALSE | 0 | FALSE | 0 | FALSE | 0 | FALSE | 0 | FALSE | 0 | TRUE | 1400 | FALSE | 0 | FALSE | 0 | FALSE | 0 | FALSE | 0 | FALSE | 0 | FALSE | 0 | FALSE | 0 | FALSE | 0 | FALSE | 0 | FALSE | 0 | FALSE | 0 | FALSE | 0 | FALSE | 0 | FALSE | 0 | FALSE | 0 | FALSE | 0 | FALSE | 0 | FALSE | 0 | FALSE | 0 | FALSE | 0
50 |  | 0 | 2851 | FALSE |  | FALSE |  | FALSE |  | FALSE |  | FALSE |  | FALSE |  | FALSE |  | FALSE |  | FALSE |  | FALSE |  | FALSE |  | FALSE |  | FALSE |  | FALSE |  | FALSE |  | FALSE |  | FALSE |  | FALSE |  | FALSE |  | FALSE |  | FALSE |  | FALSE |  | FALSE | 0 | FALSE | 0 | FALSE | 0 | FALSE | 0 | FALSE | 0 | FALSE | 0 | FALSE | 0 | FALSE | 0 | TRUE | 1400 | FALSE | 0 | FALSE | 0 | FALSE | 0 | FALSE | 0 | FALSE | 0 | FALSE | 0 | FALSE | 0 | FALSE | 0 | FALSE | 0 | FALSE | 0 | FALSE | 0 | FALSE | 0 | FALSE | 0 | FALSE | 0 | FALSE | 0 | FALSE | 0 | FALSE | 0 | FALSE | 0 | FALSE | 0 | FALSE | 0
50 |  | 0 | 2850 | FALSE |  | FALSE |  | FALSE |  | FALSE |  | FALSE |  | FALSE |  | FALSE |  | FALSE |  | FALSE |  | FALSE |  | FALSE |  | FALSE |  | FALSE |  | FALSE |  | FALSE |  | FALSE |  | FALSE |  | FALSE |  | FALSE |  | FALSE |  | FALSE |  | FALSE |  | FALSE | 0 | FALSE | 0 | FALSE | 0 | FALSE | 0 | FALSE | 0 | FALSE | 0 | FALSE | 0 | FALSE | 0 | TRUE | 1400 | FALSE | 0 | FALSE | 0 | FALSE | 0 | FALSE | 0 | FALSE | 0 | FALSE | 0 | FALSE | 0 | FALSE | 0 | FALSE | 0 | FALSE | 0 | FALSE | 0 | FALSE | 0 | FALSE | 0 | FALSE | 0 | FALSE | 0 | FALSE | 0 | FALSE | 0 | FALSE | 0 | FALSE | 0 | FALSE | 0
50 |  | 0 | 2849 | FALSE |  | FALSE |  | FALSE |  | FALSE |  | FALSE |  | FALSE |  | FALSE |  | FALSE |  | FALSE |  | FALSE |  | FALSE |  | FALSE |  | FALSE |  | FALSE |  | FALSE |  | FALSE |  | FALSE |  | FALSE |  | FALSE |  | FALSE |  | FALSE |  | FALSE |  | FALSE | 0 | FALSE | 0 | FALSE | 0 | FALSE | 0 | FALSE | 0 | FALSE | 0 | FALSE | 0 | FALSE | 0 | TRUE | 1400 | FALSE | 0 | FALSE | 0 | FALSE | 0 | FALSE | 0 | FALSE | 0 | FALSE | 0 | FALSE | 0 | FALSE | 0 | FALSE | 0 | FALSE | 0 | FALSE | 0 | FALSE | 0 | FALSE | 0 | FALSE | 0 | FALSE | 0 | FALSE | 0 | FALSE | 0 | FALSE | 0 | FALSE | 0 | FALSE | 0
50 |  | 0 | 2848 | FALSE |  | FALSE |  | FALSE |  | FALSE |  | FALSE |  | FALSE |  | FALSE |  | FALSE |  | FALSE |  | FALSE |  | FALSE |  | FALSE |  | FALSE |  | FALSE |  | FALSE |  | FALSE |  | FALSE |  | FALSE |  | FALSE |  | FALSE |  | FALSE |  | FALSE |  | FALSE | 0 | FALSE | 0 | FALSE | 0 | FALSE | 0 | FALSE | 0 | FALSE | 0 | FALSE | 0 | FALSE | 0 | TRUE | 1400 | FALSE | 0 | FALSE | 0 | FALSE | 0 | FALSE | 0 | FALSE | 0 | FALSE | 0 | FALSE | 0 | FALSE | 0 | FALSE | 0 | FALSE | 0 | FALSE | 0 | FALSE | 0 | FALSE | 0 | FALSE | 0 | FALSE | 0 | FALSE | 0 | FALSE | 0 | FALSE | 0 | FALSE | 0 | FALSE | 0
50 |  | 0 | 2847 | FALSE |  | FALSE |  | FALSE |  | FALSE |  | FALSE |  | FALSE |  | FALSE |  | FALSE |  | FALSE |  | FALSE |  | FALSE |  | FALSE |  | FALSE |  | FALSE |  | FALSE |  | FALSE |  | FALSE |  | FALSE |  | FALSE |  | FALSE |  | FALSE |  | FALSE |  | FALSE | 0 | FALSE | 0 | FALSE | 0 | FALSE | 0 | FALSE | 0 | FALSE | 0 | FALSE | 0 | FALSE | 0 | TRUE | 1400 | FALSE | 0 | FALSE | 0 | FALSE | 0 | FALSE | 0 | FALSE | 0 | FALSE | 0 | FALSE | 0 | FALSE | 0 | FALSE | 0 | FALSE | 0 | FALSE | 0 | FALSE | 0 | FALSE | 0 | FALSE | 0 | FALSE | 0 | FALSE | 0 | FALSE | 0 | FALSE | 0 | FALSE | 0 | FALSE | 0
50 |  | 0 | 2846 | FALSE |  | FALSE |  | FALSE |  | FALSE |  | FALSE |  | FALSE |  | FALSE |  | FALSE |  | FALSE |  | FALSE |  | FALSE |  | FALSE |  | FALSE |  | FALSE |  | FALSE |  | FALSE |  | FALSE |  | FALSE |  | FALSE |  | FALSE |  | FALSE |  | FALSE |  | FALSE | 0 | FALSE | 0 | FALSE | 0 | FALSE | 0 | FALSE | 0 | FALSE | 0 | FALSE | 0 | FALSE | 0 | TRUE | 1400 | FALSE | 0 | FALSE | 0 | FALSE | 0 | FALSE | 0 | FALSE | 0 | FALSE | 0 | FALSE | 0 | FALSE | 0 | FALSE | 0 | FALSE | 0 | FALSE | 0 | FALSE | 0 | FALSE | 0 | FALSE | 0 | FALSE | 0 | FALSE | 0 | FALSE | 0 | FALSE | 0 | FALSE | 0 | FALSE | 0
50 |  | 0 | 2845 | FALSE |  | FALSE |  | FALSE |  | FALSE |  | FALSE |  | FALSE |  | FALSE |  | FALSE |  | FALSE |  | FALSE |  | FALSE |  | FALSE |  | FALSE |  | FALSE |  | FALSE |  | FALSE |  | FALSE |  | FALSE |  | FALSE |  | FALSE |  | FALSE |  | FALSE |  | FALSE | 0 | FALSE | 0 | FALSE | 0 | FALSE | 0 | FALSE | 0 | FALSE | 0 | FALSE | 0 | FALSE | 0 | TRUE | 1400 | FALSE | 0 | FALSE | 0 | FALSE | 0 | FALSE | 0 | FALSE | 0 | FALSE | 0 | FALSE | 0 | FALSE | 0 | FALSE | 0 | FALSE | 0 | FALSE | 0 | FALSE | 0 | FALSE | 0 | FALSE | 0 | FALSE | 0 | FALSE | 0 | FALSE | 0 | FALSE | 0 | FALSE | 0 | FALSE | 0
50 |  | 0 | 2844 | FALSE |  | FALSE |  | FALSE |  | FALSE |  | FALSE |  | FALSE |  | FALSE |  | FALSE |  | FALSE |  | FALSE |  | FALSE |  | FALSE |  | FALSE |  | FALSE |  | FALSE |  | FALSE |  | FALSE |  | FALSE |  | FALSE |  | FALSE |  | FALSE |  | FALSE |  | FALSE | 0 | FALSE | 0 | FALSE | 0 | FALSE | 0 | FALSE | 0 | FALSE | 0 | FALSE | 0 | FALSE | 0 | TRUE | 1400 | FALSE | 0 | FALSE | 0 | FALSE | 0 | FALSE | 0 | FALSE | 0 | FALSE | 0 | FALSE | 0 | FALSE | 0 | FALSE | 0 | FALSE | 0 | FALSE | 0 | FALSE | 0 | FALSE | 0 | FALSE | 0 | FALSE | 0 | FALSE | 0 | FALSE | 0 | FALSE | 0 | FALSE | 0 | FALSE | 0
50 |  | 0 | 2843 | FALSE |  | FALSE |  | FALSE |  | FALSE |  | FALSE |  | FALSE |  | FALSE |  | FALSE |  | FALSE |  | FALSE |  | FALSE |  | FALSE |  | FALSE |  | FALSE |  | FALSE |  | FALSE |  | FALSE |  | FALSE |  | FALSE |  | FALSE |  | FALSE |  | FALSE |  | FALSE | 0 | FALSE | 0 | FALSE | 0 | FALSE | 0 | FALSE | 0 | FALSE | 0 | FALSE | 0 | FALSE | 0 | TRUE | 1400 | FALSE | 0 | FALSE | 0 | FALSE | 0 | FALSE | 0 | FALSE | 0 | FALSE | 0 | FALSE | 0 | FALSE | 0 | FALSE | 0 | FALSE | 0 | FALSE | 0 | FALSE | 0 | FALSE | 0 | FALSE | 0 | FALSE | 0 | FALSE | 0 | FALSE | 0 | FALSE | 0 | FALSE | 0 | FALSE | 0
50 |  | 0 | 2842 | FALSE |  | FALSE |  | FALSE |  | FALSE |  | FALSE |  | FALSE |  | FALSE |  | FALSE |  | FALSE |  | FALSE |  | FALSE |  | FALSE |  | FALSE |  | FALSE |  | FALSE |  | FALSE |  | FALSE |  | FALSE |  | FALSE |  | FALSE |  | FALSE |  | FALSE |  | FALSE | 0 | FALSE | 0 | FALSE | 0 | FALSE | 0 | FALSE | 0 | FALSE | 0 | FALSE | 0 | FALSE | 0 | TRUE | 1400 | FALSE | 0 | FALSE | 0 | FALSE | 0 | FALSE | 0 | FALSE | 0 | FALSE | 0 | FALSE | 0 | FALSE | 0 | FALSE | 0 | FALSE | 0 | FALSE | 0 | FALSE | 0 | FALSE | 0 | FALSE | 0 | FALSE | 0 | FALSE | 0 | FALSE | 0 | FALSE | 0 | FALSE | 0 | FALSE | 0
50 |  | 0 | 2841 | FALSE |  | FALSE |  | FALSE |  | FALSE |  | FALSE |  | FALSE |  | FALSE |  | FALSE |  | FALSE |  | FALSE |  | FALSE |  | FALSE |  | FALSE |  | FALSE |  | FALSE |  | FALSE |  | FALSE |  | FALSE |  | FALSE |  | FALSE |  | FALSE |  | FALSE |  | FALSE | 0 | FALSE | 0 | FALSE | 0 | FALSE | 0 | FALSE | 0 | FALSE | 0 | FALSE | 0 | FALSE | 0 | TRUE | 1400 | FALSE | 0 | FALSE | 0 | FALSE | 0 | FALSE | 0 | FALSE | 0 | FALSE | 0 | FALSE | 0 | FALSE | 0 | FALSE | 0 | FALSE | 0 | FALSE | 0 | FALSE | 0 | FALSE | 0 | FALSE | 0 | FALSE | 0 | FALSE | 0 | FALSE | 0 | FALSE | 0 | FALSE | 0 | FALSE | 0
50 |  | 0 | 2840 | FALSE |  | FALSE |  | FALSE |  | FALSE |  | FALSE |  | FALSE |  | FALSE |  | FALSE |  | FALSE |  | FALSE |  | FALSE |  | FALSE |  | FALSE |  | FALSE |  | FALSE |  | FALSE |  | FALSE |  | FALSE |  | FALSE |  | FALSE |  | FALSE |  | FALSE |  | FALSE | 0 | FALSE | 0 | FALSE | 0 | FALSE | 0 | FALSE | 0 | FALSE | 0 | FALSE | 0 | FALSE | 0 | TRUE | 1400 | FALSE | 0 | FALSE | 0 | FALSE | 0 | FALSE | 0 | FALSE | 0 | FALSE | 0 | FALSE | 0 | FALSE | 0 | FALSE | 0 | FALSE | 0 | FALSE | 0 | FALSE | 0 | FALSE | 0 | FALSE | 0 | FALSE | 0 | FALSE | 0 | FALSE | 0 | FALSE | 0 | FALSE | 0 | FALSE | 0
50 |  | 0 | 2839 | FALSE |  | FALSE |  | FALSE |  | FALSE |  | FALSE |  | FALSE |  | FALSE |  | FALSE |  | FALSE |  | FALSE |  | FALSE |  | FALSE |  | FALSE |  | FALSE |  | FALSE |  | FALSE |  | FALSE |  | FALSE |  | FALSE |  | FALSE |  | FALSE |  | FALSE |  | FALSE | 0 | FALSE | 0 | FALSE | 0 | FALSE | 0 | FALSE | 0 | FALSE | 0 | FALSE | 0 | FALSE | 0 | TRUE | 1400 | FALSE | 0 | FALSE | 0 | FALSE | 0 | FALSE | 0 | FALSE | 0 | FALSE | 0 | FALSE | 0 | FALSE | 0 | FALSE | 0 | FALSE | 0 | FALSE | 0 | FALSE | 0 | FALSE | 0 | FALSE | 0 | FALSE | 0 | FALSE | 0 | FALSE | 0 | FALSE | 0 | FALSE | 0 | FALSE | 0
50 |  | 0 | 2838 | FALSE |  | FALSE |  | FALSE |  | FALSE |  | FALSE |  | FALSE |  | FALSE |  | FALSE |  | FALSE |  | FALSE |  | FALSE |  | FALSE |  | FALSE |  | FALSE |  | FALSE |  | FALSE |  | FALSE |  | FALSE |  | FALSE |  | FALSE |  | FALSE |  | FALSE |  | FALSE | 0 | FALSE | 0 | FALSE | 0 | FALSE | 0 | FALSE | 0 | FALSE | 0 | FALSE | 0 | FALSE | 0 | TRUE | 1400 | FALSE | 0 | FALSE | 0 | FALSE | 0 | FALSE | 0 | FALSE | 0 | FALSE | 0 | FALSE | 0 | FALSE | 0 | FALSE | 0 | FALSE | 0 | FALSE | 0 | FALSE | 0 | FALSE | 0 | FALSE | 0 | FALSE | 0 | FALSE | 0 | FALSE | 0 | FALSE | 0 | FALSE | 0 | FALSE | 0
50 |  | 0 | 2837 | FALSE |  | FALSE |  | FALSE |  | FALSE |  | FALSE |  | FALSE |  | FALSE |  | FALSE |  | FALSE |  | FALSE |  | FALSE |  | FALSE |  | FALSE |  | FALSE |  | FALSE |  | FALSE |  | FALSE |  | FALSE |  | FALSE |  | FALSE |  | FALSE |  | FALSE |  | FALSE | 0 | FALSE | 0 | FALSE | 0 | FALSE | 0 | FALSE | 0 | FALSE | 0 | FALSE | 0 | FALSE | 0 | TRUE | 1400 | FALSE | 0 | FALSE | 0 | FALSE | 0 | FALSE | 0 | FALSE | 0 | FALSE | 0 | FALSE | 0 | FALSE | 0 | FALSE | 0 | FALSE | 0 | FALSE | 0 | FALSE | 0 | FALSE | 0 | FALSE | 0 | FALSE | 0 | FALSE | 0 | FALSE | 0 | FALSE | 0 | FALSE | 0 | FALSE | 0
50 |  | 0 | 2836 | FALSE |  | FALSE |  | FALSE |  | FALSE |  | FALSE |  | FALSE |  | FALSE |  | FALSE |  | FALSE |  | FALSE |  | FALSE |  | FALSE |  | FALSE |  | FALSE |  | FALSE |  | FALSE |  | FALSE |  | FALSE |  | FALSE |  | FALSE |  | FALSE |  | FALSE |  | FALSE | 0 | FALSE | 0 | FALSE | 0 | FALSE | 0 | FALSE | 0 | FALSE | 0 | FALSE | 0 | FALSE | 0 | TRUE | 1400 | FALSE | 0 | FALSE | 0 | FALSE | 0 | FALSE | 0 | FALSE | 0 | FALSE | 0 | FALSE | 0 | FALSE | 0 | FALSE | 0 | FALSE | 0 | FALSE | 0 | FALSE | 0 | FALSE | 0 | FALSE | 0 | FALSE | 0 | FALSE | 0 | FALSE | 0 | FALSE | 0 | FALSE | 0 | FALSE | 0 | 1400
50 |  | 0 | 2835 | FALSE |  | FALSE |  | FALSE |  | FALSE |  | FALSE |  | FALSE |  | FALSE |  | FALSE |  | FALSE |  | FALSE |  | FALSE |  | FALSE |  | FALSE |  | FALSE |  | FALSE |  | FALSE |  | FALSE |  | FALSE |  | FALSE |  | FALSE |  | FALSE |  | FALSE |  | FALSE | 0 | FALSE | 0 | FALSE | 0 | FALSE | 0 | FALSE | 0 | FALSE | 0 | FALSE | 0 | FALSE | 0 | TRUE | 1400 | FALSE | 0 | FALSE | 0 | FALSE | 0 | FALSE | 0 | FALSE | 0 | FALSE | 0 | FALSE | 0 | FALSE | 0 | FALSE | 0 | FALSE | 0 | FALSE | 0 | FALSE | 0 | FALSE | 0 | FALSE | 0 | FALSE | 0 | FALSE | 0 | FALSE | 0 | FALSE | 0 | FALSE | 0 | FALSE | 0 | 1220
50 |  | 0 | 2834 | FALSE |  | FALSE |  | FALSE |  | FALSE |  | FALSE |  | FALSE |  | FALSE |  | FALSE |  | FALSE |  | FALSE |  | FALSE |  | FALSE |  | FALSE |  | FALSE |  | FALSE |  | FALSE |  | FALSE |  | FALSE |  | FALSE |  | FALSE |  | FALSE |  | FALSE |  | FALSE | 0 | FALSE | 0 | FALSE | 0 | FALSE | 0 | FALSE | 0 | FALSE | 0 | FALSE | 0 | FALSE | 0 | TRUE | 1400 | FALSE | 0 | FALSE | 0 | FALSE | 0 | FALSE | 0 | FALSE | 0 | FALSE | 0 | FALSE | 0 | FALSE | 0 | FALSE | 0 | FALSE | 0 | FALSE | 0 | FALSE | 0 | FALSE | 0 | FALSE | 0 | FALSE | 0 | FALSE | 0 | FALSE | 0 | FALSE | 0 | FALSE | 0 | FALSE | 0
50 |  | 0 | 2833 | FALSE |  | FALSE |  | FALSE |  | FALSE |  | FALSE |  | FALSE |  | FALSE |  | FALSE |  | FALSE |  | FALSE |  | FALSE |  | FALSE |  | FALSE |  | FALSE |  | FALSE |  | FALSE |  | FALSE |  | FALSE |  | FALSE |  | FALSE |  | FALSE |  | FALSE |  | FALSE | 0 | FALSE | 0 | FALSE | 0 | FALSE | 0 | FALSE | 0 | FALSE | 0 | FALSE | 0 | FALSE | 0 | TRUE | 1400 | FALSE | 0 | FALSE | 0 | FALSE | 0 | FALSE | 0 | FALSE | 0 | FALSE | 0 | FALSE | 0 | FALSE | 0 | FALSE | 0 | FALSE | 0 | FALSE | 0 | FALSE | 0 | FALSE | 0 | FALSE | 0 | FALSE | 0 | FALSE | 0 | FALSE | 0 | FALSE | 0 | FALSE | 0 | FALSE | 0
50 |  | 0 | 2832 | FALSE |  | FALSE |  | FALSE |  | FALSE |  | FALSE |  | FALSE |  | FALSE |  | FALSE |  | FALSE |  | FALSE |  | FALSE |  | FALSE |  | FALSE |  | FALSE |  | FALSE |  | FALSE |  | FALSE |  | FALSE |  | FALSE |  | FALSE |  | FALSE |  | FALSE |  | FALSE | 0 | FALSE | 0 | FALSE | 0 | FALSE | 0 | FALSE | 0 | FALSE | 0 | FALSE | 0 | FALSE | 0 | TRUE | 1400 | FALSE | 0 | FALSE | 0 | FALSE | 0 | FALSE | 0 | FALSE | 0 | FALSE | 0 | FALSE | 0 | FALSE | 0 | FALSE | 0 | FALSE | 0 | FALSE | 0 | FALSE | 0 | FALSE | 0 | FALSE | 0 | FALSE | 0 | FALSE | 0 | FALSE | 0 | FALSE | 0 | FALSE | 0 | FALSE | 0
50 |  | 0 | 2831 | FALSE |  | FALSE |  | FALSE |  | FALSE |  | FALSE |  | FALSE |  | FALSE |  | FALSE |  | FALSE |  | FALSE |  | FALSE |  | FALSE |  | FALSE |  | FALSE |  | FALSE |  | FALSE |  | FALSE |  | FALSE |  | FALSE |  | FALSE |  | FALSE |  | FALSE |  | FALSE | 0 | FALSE | 0 | FALSE | 0 | FALSE | 0 | FALSE | 0 | FALSE | 0 | FALSE | 0 | FALSE | 0 | TRUE | 1400 | FALSE | 0 | FALSE | 0 | FALSE | 0 | FALSE | 0 | FALSE | 0 | FALSE | 0 | FALSE | 0 | FALSE | 0 | FALSE | 0 | FALSE | 0 | FALSE | 0 | FALSE | 0 | FALSE | 0 | FALSE | 0 | FALSE | 0 | FALSE | 0 | FALSE | 0 | FALSE | 0 | FALSE | 0 | FALSE | 0
50 |  | 0 | 2830 | FALSE |  | FALSE |  | FALSE |  | FALSE |  | FALSE |  | FALSE |  | FALSE |  | FALSE |  | FALSE |  | FALSE |  | FALSE |  | FALSE |  | FALSE |  | FALSE |  | FALSE |  | FALSE |  | FALSE |  | FALSE |  | FALSE |  | FALSE |  | FALSE |  | FALSE |  | FALSE | 0 | FALSE | 0 | FALSE | 0 | FALSE | 0 | FALSE | 0 | FALSE | 0 | FALSE | 0 | FALSE | 0 | TRUE | 1400 | FALSE | 0 | FALSE | 0 | FALSE | 0 | FALSE | 0 | FALSE | 0 | FALSE | 0 | FALSE | 0 | FALSE | 0 | FALSE | 0 | FALSE | 0 | FALSE | 0 | FALSE | 0 | FALSE | 0 | FALSE | 0 | FALSE | 0 | FALSE | 0 | FALSE | 0 | FALSE | 0 | FALSE | 0 | FALSE | 0
50 |  | 0 | 2829 | FALSE |  | FALSE |  | FALSE |  | FALSE |  | FALSE |  | FALSE |  | FALSE |  | FALSE |  | FALSE |  | FALSE |  | FALSE |  | FALSE |  | FALSE |  | FALSE |  | FALSE |  | FALSE |  | FALSE |  | FALSE |  | FALSE |  | FALSE |  | FALSE |  | FALSE |  | FALSE | 0 | FALSE | 0 | FALSE | 0 | FALSE | 0 | FALSE | 0 | FALSE | 0 | FALSE | 0 | FALSE | 0 | TRUE | 1400 | FALSE | 0 | FALSE | 0 | FALSE | 0 | FALSE | 0 | FALSE | 0 | FALSE | 0 | FALSE | 0 | FALSE | 0 | FALSE | 0 | FALSE | 0 | FALSE | 0 | FALSE | 0 | FALSE | 0 | FALSE | 0 | FALSE | 0 | FALSE | 0 | FALSE | 0 | FALSE | 0 | FALSE | 0 | FALSE | 0
50 |  | 0 | 2828 | FALSE |  | FALSE |  | FALSE |  | FALSE |  | FALSE |  | FALSE |  | FALSE |  | FALSE |  | FALSE |  | FALSE |  | FALSE |  | FALSE |  | FALSE |  | FALSE |  | FALSE |  | FALSE |  | FALSE |  | FALSE |  | FALSE |  | FALSE |  | FALSE |  | FALSE | 0 | FALSE | 0 | FALSE | 0 | FALSE | 0 | FALSE | 0 | FALSE | 0 | FALSE | 0 | FALSE | 0 | FALSE | 0 | TRUE | 1400 | FALSE | 0 | FALSE | 0 | FALSE | 0 | FALSE | 0 | FALSE | 0 | FALSE | 0 | FALSE | 0 | FALSE | 0 | FALSE | 0 | FALSE | 0 | FALSE | 0 | FALSE | 0 | FALSE | 0 | FALSE | 0 | FALSE | 0 | FALSE | 0 | FALSE | 0 | FALSE | 0 | FALSE | 0 | FALSE | 0
50 |  | 0 | 2827 | FALSE |  | FALSE |  | FALSE |  | FALSE |  | FALSE |  | FALSE |  | FALSE |  | FALSE |  | FALSE |  | FALSE |  | FALSE |  | FALSE |  | FALSE |  | FALSE |  | FALSE |  | FALSE |  | FALSE |  | FALSE |  | FALSE |  | FALSE |  | FALSE |  | FALSE | 0 | FALSE | 0 | FALSE | 0 | FALSE | 0 | FALSE | 0 | FALSE | 0 | FALSE | 0 | FALSE | 0 | FALSE | 0 | TRUE | 1400 | FALSE | 0 | FALSE | 0 | FALSE | 0 | FALSE | 0 | FALSE | 0 | FALSE | 0 | FALSE | 0 | FALSE | 0 | FALSE | 0 | FALSE | 0 | FALSE | 0 | FALSE | 0 | FALSE | 0 | FALSE | 0 | FALSE | 0 | FALSE | 0 | FALSE | 0 | FALSE | 0 | FALSE | 0 | FALSE | 0
50 |  | 0 | 2826 | FALSE |  | FALSE |  | FALSE |  | FALSE |  | FALSE |  | FALSE |  | FALSE |  | FALSE |  | FALSE |  | FALSE |  | FALSE |  | FALSE |  | FALSE |  | FALSE |  | FALSE |  | FALSE |  | FALSE |  | FALSE |  | FALSE |  | FALSE |  | FALSE |  | FALSE | 0 | FALSE | 0 | FALSE | 0 | FALSE | 0 | FALSE | 0 | FALSE | 0 | FALSE | 0 | FALSE | 0 | FALSE | 0 | TRUE | 1400 | FALSE | 0 | FALSE | 0 | FALSE | 0 | FALSE | 0 | FALSE | 0 | FALSE | 0 | FALSE | 0 | FALSE | 0 | FALSE | 0 | FALSE | 0 | FALSE | 0 | FALSE | 0 | FALSE | 0 | FALSE | 0 | FALSE | 0 | FALSE | 0 | FALSE | 0 | FALSE | 0 | FALSE | 0 | FALSE | 0
50 |  | 0 | 2825 | FALSE |  | FALSE |  | FALSE |  | FALSE |  | FALSE |  | FALSE |  | FALSE |  | FALSE |  | FALSE |  | FALSE |  | FALSE |  | FALSE |  | FALSE |  | FALSE |  | FALSE |  | FALSE |  | FALSE |  | FALSE |  | FALSE |  | FALSE |  | FALSE |  | FALSE | 0 | FALSE | 0 | FALSE | 0 | FALSE | 0 | FALSE | 0 | FALSE | 0 | FALSE | 0 | FALSE | 0 | FALSE | 0 | TRUE | 1400 | FALSE | 0 | FALSE | 0 | FALSE | 0 | FALSE | 0 | FALSE | 0 | FALSE | 0 | FALSE | 0 | FALSE | 0 | FALSE | 0 | FALSE | 0 | FALSE | 0 | FALSE | 0 | FALSE | 0 | FALSE | 0 | FALSE | 0 | FALSE | 0 | FALSE | 0 | FALSE | 0 | FALSE | 0 | FALSE | 0
50 |  | 0 | 2824 | FALSE |  | FALSE |  | FALSE |  | FALSE |  | FALSE |  | FALSE |  | FALSE |  | FALSE |  | FALSE |  | FALSE |  | FALSE |  | FALSE |  | FALSE |  | FALSE |  | FALSE |  | FALSE |  | FALSE |  | FALSE |  | FALSE |  | FALSE |  | FALSE |  | FALSE | 0 | FALSE | 0 | FALSE | 0 | FALSE | 0 | FALSE | 0 | FALSE | 0 | FALSE | 0 | FALSE | 0 | FALSE | 0 | TRUE | 1400 | FALSE | 0 | FALSE | 0 | FALSE | 0 | FALSE | 0 | FALSE | 0 | FALSE | 0 | FALSE | 0 | FALSE | 0 | FALSE | 0 | FALSE | 0 | FALSE | 0 | FALSE | 0 | FALSE | 0 | FALSE | 0 | FALSE | 0 | FALSE | 0 | FALSE | 0 | FALSE | 0 | FALSE | 0 | FALSE | 0
50 |  | 0 | 2823 | FALSE |  | FALSE |  | FALSE |  | FALSE |  | FALSE |  | FALSE |  | FALSE |  | FALSE |  | FALSE |  | FALSE |  | FALSE |  | FALSE |  | FALSE |  | FALSE |  | FALSE |  | FALSE |  | FALSE |  | FALSE |  | FALSE |  | FALSE |  | FALSE |  | FALSE | 0 | FALSE | 0 | FALSE | 0 | FALSE | 0 | FALSE | 0 | FALSE | 0 | FALSE | 0 | FALSE | 0 | FALSE | 0 | TRUE | 1400 | FALSE | 0 | FALSE | 0 | FALSE | 0 | FALSE | 0 | FALSE | 0 | FALSE | 0 | FALSE | 0 | FALSE | 0 | FALSE | 0 | FALSE | 0 | FALSE | 0 | FALSE | 0 | FALSE | 0 | FALSE | 0 | FALSE | 0 | FALSE | 0 | FALSE | 0 | FALSE | 0 | FALSE | 0 | FALSE | 0
50 |  | 0 | 2822 | FALSE |  | FALSE |  | FALSE |  | FALSE |  | FALSE |  | FALSE |  | FALSE |  | FALSE |  | FALSE |  | FALSE |  | FALSE |  | FALSE |  | FALSE |  | FALSE |  | FALSE |  | FALSE |  | FALSE |  | FALSE |  | FALSE |  | FALSE |  | FALSE |  | FALSE | 0 | FALSE | 0 | FALSE | 0 | FALSE | 0 | FALSE | 0 | FALSE | 0 | FALSE | 0 | FALSE | 0 | FALSE | 0 | TRUE | 1400 | FALSE | 0 | FALSE | 0 | FALSE | 0 | FALSE | 0 | FALSE | 0 | FALSE | 0 | FALSE | 0 | FALSE | 0 | FALSE | 0 | FALSE | 0 | FALSE | 0 | FALSE | 0 | FALSE | 0 | FALSE | 0 | FALSE | 0 | FALSE | 0 | FALSE | 0 | FALSE | 0 | FALSE | 0 | FALSE | 0
50 |  | 0 | 2821 | FALSE |  | FALSE |  | FALSE |  | FALSE |  | FALSE |  | FALSE |  | FALSE |  | FALSE |  | FALSE |  | FALSE |  | FALSE |  | FALSE |  | FALSE |  | FALSE |  | FALSE |  | FALSE |  | FALSE |  | FALSE |  | FALSE |  | FALSE |  | FALSE |  | FALSE | 0 | FALSE | 0 | FALSE | 0 | FALSE | 0 | FALSE | 0 | FALSE | 0 | FALSE | 0 | FALSE | 0 | FALSE | 0 | TRUE | 1400 | FALSE | 0 | FALSE | 0 | FALSE | 0 | FALSE | 0 | FALSE | 0 | FALSE | 0 | FALSE | 0 | FALSE | 0 | FALSE | 0 | FALSE | 0 | FALSE | 0 | FALSE | 0 | FALSE | 0 | FALSE | 0 | FALSE | 0 | FALSE | 0 | FALSE | 0 | FALSE | 0 | FALSE | 0 | FALSE | 0
50 |  | 0 | 2820 | FALSE |  | FALSE |  | FALSE |  | FALSE |  | FALSE |  | FALSE |  | FALSE |  | FALSE |  | FALSE |  | FALSE |  | FALSE |  | FALSE |  | FALSE |  | FALSE |  | FALSE |  | FALSE |  | FALSE |  | FALSE |  | FALSE |  | FALSE |  | FALSE |  | FALSE | 0 | FALSE | 0 | FALSE | 0 | FALSE | 0 | FALSE | 0 | FALSE | 0 | FALSE | 0 | FALSE | 0 | FALSE | 0 | TRUE | 1400 | FALSE | 0 | FALSE | 0 | FALSE | 0 | FALSE | 0 | FALSE | 0 | FALSE | 0 | FALSE | 0 | FALSE | 0 | FALSE | 0 | FALSE | 0 | FALSE | 0 | FALSE | 0 | FALSE | 0 | FALSE | 0 | FALSE | 0 | FALSE | 0 | FALSE | 0 | FALSE | 0 | FALSE | 0 | FALSE | 0
50 |  | 0 | 2819 | FALSE |  | FALSE |  | FALSE |  | FALSE |  | FALSE |  | FALSE |  | FALSE |  | FALSE |  | FALSE |  | FALSE |  | FALSE |  | FALSE |  | FALSE |  | FALSE |  | FALSE |  | FALSE |  | FALSE |  | FALSE |  | FALSE |  | FALSE |  | FALSE |  | FALSE | 0 | FALSE | 0 | FALSE | 0 | FALSE | 0 | FALSE | 0 | FALSE | 0 | FALSE | 0 | FALSE | 0 | FALSE | 0 | TRUE | 1400 | FALSE | 0 | FALSE | 0 | FALSE | 0 | FALSE | 0 | FALSE | 0 | FALSE | 0 | FALSE | 0 | FALSE | 0 | FALSE | 0 | FALSE | 0 | FALSE | 0 | FALSE | 0 | FALSE | 0 | FALSE | 0 | FALSE | 0 | FALSE | 0 | FALSE | 0 | FALSE | 0 | FALSE | 0 | FALSE | 0
50 |  | 0 | 2818 | FALSE |  | FALSE |  | FALSE |  | FALSE |  | FALSE |  | FALSE |  | FALSE |  | FALSE |  | FALSE |  | FALSE |  | FALSE |  | FALSE |  | FALSE |  | FALSE |  | FALSE |  | FALSE |  | FALSE |  | FALSE |  | FALSE |  | FALSE |  | FALSE |  | FALSE | 0 | FALSE | 0 | FALSE | 0 | FALSE | 0 | FALSE | 0 | FALSE | 0 | FALSE | 0 | FALSE | 0 | FALSE | 0 | TRUE | 1400 | FALSE | 0 | FALSE | 0 | FALSE | 0 | FALSE | 0 | FALSE | 0 | FALSE | 0 | FALSE | 0 | FALSE | 0 | FALSE | 0 | FALSE | 0 | FALSE | 0 | FALSE | 0 | FALSE | 0 | FALSE | 0 | FALSE | 0 | FALSE | 0 | FALSE | 0 | FALSE | 0 | FALSE | 0 | FALSE | 0
50 |  | 0 | 2817 | FALSE |  | FALSE |  | FALSE |  | FALSE |  | FALSE |  | FALSE |  | FALSE |  | FALSE |  | FALSE |  | FALSE |  | FALSE |  | FALSE |  | FALSE |  | FALSE |  | FALSE |  | FALSE |  | FALSE |  | FALSE |  | FALSE |  | FALSE |  | FALSE |  | FALSE | 0 | FALSE | 0 | FALSE | 0 | FALSE | 0 | FALSE | 0 | FALSE | 0 | FALSE | 0 | FALSE | 0 | FALSE | 0 | TRUE | 1400 | FALSE | 0 | FALSE | 0 | FALSE | 0 | FALSE | 0 | FALSE | 0 | FALSE | 0 | FALSE | 0 | FALSE | 0 | FALSE | 0 | FALSE | 0 | FALSE | 0 | FALSE | 0 | FALSE | 0 | FALSE | 0 | FALSE | 0 | FALSE | 0 | FALSE | 0 | FALSE | 0 | FALSE | 0 | FALSE | 0
50 |  | 0 | 2816 | FALSE |  | FALSE |  | FALSE |  | FALSE |  | FALSE |  | FALSE |  | FALSE |  | FALSE |  | FALSE |  | FALSE |  | FALSE |  | FALSE |  | FALSE |  | FALSE |  | FALSE |  | FALSE |  | FALSE |  | FALSE |  | FALSE |  | FALSE |  | FALSE |  | FALSE | 0 | FALSE | 0 | FALSE | 0 | FALSE | 0 | FALSE | 0 | FALSE | 0 | FALSE | 0 | FALSE | 0 | FALSE | 0 | TRUE | 1400 | FALSE | 0 | FALSE | 0 | FALSE | 0 | FALSE | 0 | FALSE | 0 | FALSE | 0 | FALSE | 0 | FALSE | 0 | FALSE | 0 | FALSE | 0 | FALSE | 0 | FALSE | 0 | FALSE | 0 | FALSE | 0 | FALSE | 0 | FALSE | 0 | FALSE | 0 | FALSE | 0 | FALSE | 0 | FALSE | 0
50 |  | 0 | 2815 | FALSE |  | FALSE |  | FALSE |  | FALSE |  | FALSE |  | FALSE |  | FALSE |  | FALSE |  | FALSE |  | FALSE |  | FALSE |  | FALSE |  | FALSE |  | FALSE |  | FALSE |  | FALSE |  | FALSE |  | FALSE |  | FALSE |  | FALSE |  | FALSE |  | FALSE | 0 | FALSE | 0 | FALSE | 0 | FALSE | 0 | FALSE | 0 | FALSE | 0 | FALSE | 0 | FALSE | 0 | FALSE | 0 | TRUE | 1400 | FALSE | 0 | FALSE | 0 | FALSE | 0 | FALSE | 0 | FALSE | 0 | FALSE | 0 | FALSE | 0 | FALSE | 0 | FALSE | 0 | FALSE | 0 | FALSE | 0 | FALSE | 0 | FALSE | 0 | FALSE | 0 | FALSE | 0 | FALSE | 0 | FALSE | 0 | FALSE | 0 | FALSE | 0 | FALSE | 0
50 |  | 0 | 2814 | FALSE |  | FALSE |  | FALSE |  | FALSE |  | FALSE |  | FALSE |  | FALSE |  | FALSE |  | FALSE |  | FALSE |  | FALSE |  | FALSE |  | FALSE |  | FALSE |  | FALSE |  | FALSE |  | FALSE |  | FALSE |  | FALSE |  | FALSE |  | FALSE |  | FALSE | 0 | FALSE | 0 | FALSE | 0 | FALSE | 0 | FALSE | 0 | FALSE | 0 | FALSE | 0 | FALSE | 0 | FALSE | 0 | TRUE | 1400 | FALSE | 0 | FALSE | 0 | FALSE | 0 | FALSE | 0 | FALSE | 0 | FALSE | 0 | FALSE | 0 | FALSE | 0 | FALSE | 0 | FALSE | 0 | FALSE | 0 | FALSE | 0 | FALSE | 0 | FALSE | 0 | FALSE | 0 | FALSE | 0 | FALSE | 0 | FALSE | 0 | FALSE | 0 | FALSE | 0
50 |  | 0 | 2813 | FALSE |  | FALSE |  | FALSE |  | FALSE |  | FALSE |  | FALSE |  | FALSE |  | FALSE |  | FALSE |  | FALSE |  | FALSE |  | FALSE |  | FALSE |  | FALSE |  | FALSE |  | FALSE |  | FALSE |  | FALSE |  | FALSE |  | FALSE |  | FALSE |  | FALSE | 0 | FALSE | 0 | FALSE | 0 | FALSE | 0 | FALSE | 0 | FALSE | 0 | FALSE | 0 | FALSE | 0 | FALSE | 0 | TRUE | 1400 | FALSE | 0 | FALSE | 0 | FALSE | 0 | FALSE | 0 | FALSE | 0 | FALSE | 0 | FALSE | 0 | FALSE | 0 | FALSE | 0 | FALSE | 0 | FALSE | 0 | FALSE | 0 | FALSE | 0 | FALSE | 0 | FALSE | 0 | FALSE | 0 | FALSE | 0 | FALSE | 0 | FALSE | 0 | FALSE | 0
50 |  | 0 | 2812 | FALSE |  | FALSE |  | FALSE |  | FALSE |  | FALSE |  | FALSE |  | FALSE |  | FALSE |  | FALSE |  | FALSE |  | FALSE |  | FALSE |  | FALSE |  | FALSE |  | FALSE |  | FALSE |  | FALSE |  | FALSE |  | FALSE |  | FALSE |  | FALSE |  | FALSE | 0 | FALSE | 0 | FALSE | 0 | FALSE | 0 | FALSE | 0 | FALSE | 0 | FALSE | 0 | FALSE | 0 | FALSE | 0 | TRUE | 1400 | FALSE | 0 | FALSE | 0 | FALSE | 0 | FALSE | 0 | FALSE | 0 | FALSE | 0 | FALSE | 0 | FALSE | 0 | FALSE | 0 | FALSE | 0 | FALSE | 0 | FALSE | 0 | FALSE | 0 | FALSE | 0 | FALSE | 0 | FALSE | 0 | FALSE | 0 | FALSE | 0 | FALSE | 0 | FALSE | 0
50 |  | 0 | 2811 | FALSE |  | FALSE |  | FALSE |  | FALSE |  | FALSE |  | FALSE |  | FALSE |  | FALSE |  | FALSE |  | FALSE |  | FALSE |  | FALSE |  | FALSE |  | FALSE |  | FALSE |  | FALSE |  | FALSE |  | FALSE |  | FALSE |  | FALSE |  | FALSE |  | FALSE | 0 | FALSE | 0 | FALSE | 0 | FALSE | 0 | FALSE | 0 | FALSE | 0 | FALSE | 0 | FALSE | 0 | FALSE | 0 | TRUE | 1400 | FALSE | 0 | FALSE | 0 | FALSE | 0 | FALSE | 0 | FALSE | 0 | FALSE | 0 | FALSE | 0 | FALSE | 0 | FALSE | 0 | FALSE | 0 | FALSE | 0 | FALSE | 0 | FALSE | 0 | FALSE | 0 | FALSE | 0 | FALSE | 0 | FALSE | 0 | FALSE | 0 | FALSE | 0 | FALSE | 0
50 |  | 0 | 2810 | FALSE |  | FALSE |  | FALSE |  | FALSE |  | FALSE |  | FALSE |  | FALSE |  | FALSE |  | FALSE |  | FALSE |  | FALSE |  | FALSE |  | FALSE |  | FALSE |  | FALSE |  | FALSE |  | FALSE |  | FALSE |  | FALSE |  | FALSE |  | FALSE |  | FALSE | 0 | FALSE | 0 | FALSE | 0 | FALSE | 0 | FALSE | 0 | FALSE | 0 | FALSE | 0 | FALSE | 0 | FALSE | 0 | TRUE | 1400 | FALSE | 0 | FALSE | 0 | FALSE | 0 | FALSE | 0 | FALSE | 0 | FALSE | 0 | FALSE | 0 | FALSE | 0 | FALSE | 0 | FALSE | 0 | FALSE | 0 | FALSE | 0 | FALSE | 0 | FALSE | 0 | FALSE | 0 | FALSE | 0 | FALSE | 0 | FALSE | 0 | FALSE | 0 | FALSE | 0
50 |  | 0 | 2809 | FALSE |  | FALSE |  | FALSE |  | FALSE |  | FALSE |  | FALSE |  | FALSE |  | FALSE |  | FALSE |  | FALSE |  | FALSE |  | FALSE |  | FALSE |  | FALSE |  | FALSE |  | FALSE |  | FALSE |  | FALSE |  | FALSE |  | FALSE |  | FALSE |  | FALSE | 0 | FALSE | 0 | FALSE | 0 | FALSE | 0 | FALSE | 0 | FALSE | 0 | FALSE | 0 | FALSE | 0 | FALSE | 0 | TRUE | 1400 | FALSE | 0 | FALSE | 0 | FALSE | 0 | FALSE | 0 | FALSE | 0 | FALSE | 0 | FALSE | 0 | FALSE | 0 | FALSE | 0 | FALSE | 0 | FALSE | 0 | FALSE | 0 | FALSE | 0 | FALSE | 0 | FALSE | 0 | FALSE | 0 | FALSE | 0 | FALSE | 0 | FALSE | 0 | FALSE | 0
50 |  | 0 | 2808 | FALSE |  | FALSE |  | FALSE |  | FALSE |  | FALSE |  | FALSE |  | FALSE |  | FALSE |  | FALSE |  | FALSE |  | FALSE |  | FALSE |  | FALSE |  | FALSE |  | FALSE |  | FALSE |  | FALSE |  | FALSE |  | FALSE |  | FALSE |  | FALSE |  | FALSE | 0 | FALSE | 0 | FALSE | 0 | FALSE | 0 | FALSE | 0 | FALSE | 0 | FALSE | 0 | FALSE | 0 | FALSE | 0 | TRUE | 1400 | FALSE | 0 | FALSE | 0 | FALSE | 0 | FALSE | 0 | FALSE | 0 | FALSE | 0 | FALSE | 0 | FALSE | 0 | FALSE | 0 | FALSE | 0 | FALSE | 0 | FALSE | 0 | FALSE | 0 | FALSE | 0 | FALSE | 0 | FALSE | 0 | FALSE | 0 | FALSE | 0 | FALSE | 0 | FALSE | 0
50 |  | 0 | 2807 | FALSE |  | FALSE |  | FALSE |  | FALSE |  | FALSE |  | FALSE |  | FALSE |  | FALSE |  | FALSE |  | FALSE |  | FALSE |  | FALSE |  | FALSE |  | FALSE |  | FALSE |  | FALSE |  | FALSE |  | FALSE |  | FALSE |  | FALSE |  | FALSE |  | FALSE | 0 | FALSE | 0 | FALSE | 0 | FALSE | 0 | FALSE | 0 | FALSE | 0 | FALSE | 0 | FALSE | 0 | FALSE | 0 | TRUE | 1400 | FALSE | 0 | FALSE | 0 | FALSE | 0 | FALSE | 0 | FALSE | 0 | FALSE | 0 | FALSE | 0 | FALSE | 0 | FALSE | 0 | FALSE | 0 | FALSE | 0 | FALSE | 0 | FALSE | 0 | FALSE | 0 | FALSE | 0 | FALSE | 0 | FALSE | 0 | FALSE | 0 | FALSE | 0 | FALSE | 0
50 |  | 0 | 2806 | FALSE |  | FALSE |  | FALSE |  | FALSE |  | FALSE |  | FALSE |  | FALSE |  | FALSE |  | FALSE |  | FALSE |  | FALSE |  | FALSE |  | FALSE |  | FALSE |  | FALSE |  | FALSE |  | FALSE |  | FALSE |  | FALSE |  | FALSE |  | FALSE |  | FALSE | 0 | FALSE | 0 | FALSE | 0 | FALSE | 0 | FALSE | 0 | FALSE | 0 | FALSE | 0 | FALSE | 0 | FALSE | 0 | TRUE | 1400 | FALSE | 0 | FALSE | 0 | FALSE | 0 | FALSE | 0 | FALSE | 0 | FALSE | 0 | FALSE | 0 | FALSE | 0 | FALSE | 0 | FALSE | 0 | FALSE | 0 | FALSE | 0 | FALSE | 0 | FALSE | 0 | FALSE | 0 | FALSE | 0 | FALSE | 0 | FALSE | 0 | FALSE | 0 | FALSE | 0
50 |  | 0 | 2805 | FALSE |  | FALSE |  | FALSE |  | FALSE |  | FALSE |  | FALSE |  | FALSE |  | FALSE |  | FALSE |  | FALSE |  | FALSE |  | FALSE |  | FALSE |  | FALSE |  | FALSE |  | FALSE |  | FALSE |  | FALSE |  | FALSE |  | FALSE |  | FALSE |  | FALSE | 0 | FALSE | 0 | FALSE | 0 | FALSE | 0 | FALSE | 0 | FALSE | 0 | FALSE | 0 | FALSE | 0 | FALSE | 0 | TRUE | 1400 | FALSE | 0 | FALSE | 0 | FALSE | 0 | FALSE | 0 | FALSE | 0 | FALSE | 0 | FALSE | 0 | FALSE | 0 | FALSE | 0 | FALSE | 0 | FALSE | 0 | FALSE | 0 | FALSE | 0 | FALSE | 0 | FALSE | 0 | FALSE | 0 | FALSE | 0 | FALSE | 0 | FALSE | 0 | FALSE | 0
50 |  | 0 | 2804 | FALSE |  | FALSE |  | FALSE |  | FALSE |  | FALSE |  | FALSE |  | FALSE |  | FALSE |  | FALSE |  | FALSE |  | FALSE |  | FALSE |  | FALSE |  | FALSE |  | FALSE |  | FALSE |  | FALSE |  | FALSE |  | FALSE |  | FALSE |  | FALSE |  | FALSE | 0 | FALSE | 0 | FALSE | 0 | FALSE | 0 | FALSE | 0 | FALSE | 0 | FALSE | 0 | FALSE | 0 | FALSE | 0 | TRUE | 1400 | FALSE | 0 | FALSE | 0 | FALSE | 0 | FALSE | 0 | FALSE | 0 | FALSE | 0 | FALSE | 0 | FALSE | 0 | FALSE | 0 | FALSE | 0 | FALSE | 0 | FALSE | 0 | FALSE | 0 | FALSE | 0 | FALSE | 0 | FALSE | 0 | FALSE | 0 | FALSE | 0 | FALSE | 0 | FALSE | 0
50 |  | 0 | 2803 | FALSE |  | FALSE |  | FALSE |  | FALSE |  | FALSE |  | FALSE |  | FALSE |  | FALSE |  | FALSE |  | FALSE |  | FALSE |  | FALSE |  | FALSE |  | FALSE |  | FALSE |  | FALSE |  | FALSE |  | FALSE |  | FALSE |  | FALSE |  | FALSE |  | FALSE | 0 | FALSE | 0 | FALSE | 0 | FALSE | 0 | FALSE | 0 | FALSE | 0 | FALSE | 0 | FALSE | 0 | FALSE | 0 | TRUE | 1400 | FALSE | 0 | FALSE | 0 | FALSE | 0 | FALSE | 0 | FALSE | 0 | FALSE | 0 | FALSE | 0 | FALSE | 0 | FALSE | 0 | FALSE | 0 | FALSE | 0 | FALSE | 0 | FALSE | 0 | FALSE | 0 | FALSE | 0 | FALSE | 0 | FALSE | 0 | FALSE | 0 | FALSE | 0 | FALSE | 0
50 |  | 0 | 2802 | FALSE |  | FALSE |  | FALSE |  | FALSE |  | FALSE |  | FALSE |  | FALSE |  | FALSE |  | FALSE |  | FALSE |  | FALSE |  | FALSE |  | FALSE |  | FALSE |  | FALSE |  | FALSE |  | FALSE |  | FALSE |  | FALSE |  | FALSE |  | FALSE |  | FALSE | 0 | FALSE | 0 | FALSE | 0 | FALSE | 0 | FALSE | 0 | FALSE | 0 | FALSE | 0 | FALSE | 0 | FALSE | 0 | TRUE | 1400 | FALSE | 0 | FALSE | 0 | FALSE | 0 | FALSE | 0 | FALSE | 0 | FALSE | 0 | FALSE | 0 | FALSE | 0 | FALSE | 0 | FALSE | 0 | FALSE | 0 | FALSE | 0 | FALSE | 0 | FALSE | 0 | FALSE | 0 | FALSE | 0 | FALSE | 0 | FALSE | 0 | FALSE | 0 | FALSE | 0
50 |  | 0 | 2801 | FALSE |  | FALSE |  | FALSE |  | FALSE |  | FALSE |  | FALSE |  | FALSE |  | FALSE |  | FALSE |  | FALSE |  | FALSE |  | FALSE |  | FALSE |  | FALSE |  | FALSE |  | FALSE |  | FALSE |  | FALSE |  | FALSE |  | FALSE |  | FALSE |  | FALSE | 0 | FALSE | 0 | FALSE | 0 | FALSE | 0 | FALSE | 0 | FALSE | 0 | FALSE | 0 | FALSE | 0 | FALSE | 0 | TRUE | 1400 | FALSE | 0 | FALSE | 0 | FALSE | 0 | FALSE | 0 | FALSE | 0 | FALSE | 0 | FALSE | 0 | FALSE | 0 | FALSE | 0 | FALSE | 0 | FALSE | 0 | FALSE | 0 | FALSE | 0 | FALSE | 0 | FALSE | 0 | FALSE | 0 | FALSE | 0 | FALSE | 0 | FALSE | 0 | FALSE | 0
50 |  | 0 | 2800 | FALSE |  | FALSE |  | FALSE |  | FALSE |  | FALSE |  | FALSE |  | FALSE |  | FALSE |  | FALSE |  | FALSE |  | FALSE |  | FALSE |  | FALSE |  | FALSE |  | FALSE |  | FALSE |  | FALSE |  | FALSE |  | FALSE |  | FALSE |  | FALSE |  | FALSE | 0 | FALSE | 0 | FALSE | 0 | FALSE | 0 | FALSE | 0 | FALSE | 0 | FALSE | 0 | FALSE | 0 | FALSE | 0 | TRUE | 1400 | FALSE | 0 | FALSE | 0 | FALSE | 0 | FALSE | 0 | FALSE | 0 | FALSE | 0 | FALSE | 0 | FALSE | 0 | FALSE | 0 | FALSE | 0 | FALSE | 0 | FALSE | 0 | FALSE | 0 | FALSE | 0 | FALSE | 0 | FALSE | 0 | FALSE | 0 | FALSE | 0 | FALSE | 0 | FALSE | 0
50 |  | 0 | 2799 | FALSE |  | FALSE |  | FALSE |  | FALSE |  | FALSE |  | FALSE |  | FALSE |  | FALSE |  | FALSE |  | FALSE |  | FALSE |  | FALSE |  | FALSE |  | FALSE |  | FALSE |  | FALSE |  | FALSE |  | FALSE |  | FALSE |  | FALSE |  | FALSE |  | FALSE | 0 | FALSE | 0 | FALSE | 0 | FALSE | 0 | FALSE | 0 | FALSE | 0 | FALSE | 0 | FALSE | 0 | FALSE | 0 | TRUE | 1400 | FALSE | 0 | FALSE | 0 | FALSE | 0 | FALSE | 0 | FALSE | 0 | FALSE | 0 | FALSE | 0 | FALSE | 0 | FALSE | 0 | FALSE | 0 | FALSE | 0 | FALSE | 0 | FALSE | 0 | FALSE | 0 | FALSE | 0 | FALSE | 0 | FALSE | 0 | FALSE | 0 | FALSE | 0 | FALSE | 0
50 |  | 0 | 2798 | FALSE |  | FALSE |  | FALSE |  | FALSE |  | FALSE |  | FALSE |  | FALSE |  | FALSE |  | FALSE |  | FALSE |  | FALSE |  | FALSE |  | FALSE |  | FALSE |  | FALSE |  | FALSE |  | FALSE |  | FALSE |  | FALSE |  | FALSE |  | FALSE |  | FALSE | 0 | FALSE | 0 | FALSE | 0 | FALSE | 0 | FALSE | 0 | FALSE | 0 | FALSE | 0 | FALSE | 0 | FALSE | 0 | TRUE | 1400 | FALSE | 0 | FALSE | 0 | FALSE | 0 | FALSE | 0 | FALSE | 0 | FALSE | 0 | FALSE | 0 | FALSE | 0 | FALSE | 0 | FALSE | 0 | FALSE | 0 | FALSE | 0 | FALSE | 0 | FALSE | 0 | FALSE | 0 | FALSE | 0 | FALSE | 0 | FALSE | 0 | FALSE | 0 | FALSE | 0
50 |  | 0 | 2797 | FALSE |  | FALSE |  | FALSE |  | FALSE |  | FALSE |  | FALSE |  | FALSE |  | FALSE |  | FALSE |  | FALSE |  | FALSE |  | FALSE |  | FALSE |  | FALSE |  | FALSE |  | FALSE |  | FALSE |  | FALSE |  | FALSE |  | FALSE |  | FALSE |  | FALSE | 0 | FALSE | 0 | FALSE | 0 | FALSE | 0 | FALSE | 0 | FALSE | 0 | FALSE | 0 | FALSE | 0 | FALSE | 0 | TRUE | 1400 | FALSE | 0 | FALSE | 0 | FALSE | 0 | FALSE | 0 | FALSE | 0 | FALSE | 0 | FALSE | 0 | FALSE | 0 | FALSE | 0 | FALSE | 0 | FALSE | 0 | FALSE | 0 | FALSE | 0 | FALSE | 0 | FALSE | 0 | FALSE | 0 | FALSE | 0 | FALSE | 0 | FALSE | 0 | FALSE | 0
50 |  | 0 | 2796 | FALSE |  | FALSE |  | FALSE |  | FALSE |  | FALSE |  | FALSE |  | FALSE |  | FALSE |  | FALSE |  | FALSE |  | FALSE |  | FALSE |  | FALSE |  | FALSE |  | FALSE |  | FALSE |  | FALSE |  | FALSE |  | FALSE |  | FALSE |  | FALSE |  | FALSE | 0 | FALSE | 0 | FALSE | 0 | FALSE | 0 | FALSE | 0 | FALSE | 0 | FALSE | 0 | FALSE | 0 | FALSE | 0 | TRUE | 1400 | FALSE | 0 | FALSE | 0 | FALSE | 0 | FALSE | 0 | FALSE | 0 | FALSE | 0 | FALSE | 0 | FALSE | 0 | FALSE | 0 | FALSE | 0 | FALSE | 0 | FALSE | 0 | FALSE | 0 | FALSE | 0 | FALSE | 0 | FALSE | 0 | FALSE | 0 | FALSE | 0 | FALSE | 0 | FALSE | 0
50 |  | 0 | 2795 | FALSE |  | FALSE |  | FALSE |  | FALSE |  | FALSE |  | FALSE |  | FALSE |  | FALSE |  | FALSE |  | FALSE |  | FALSE |  | FALSE |  | FALSE |  | FALSE |  | FALSE |  | FALSE |  | FALSE |  | FALSE |  | FALSE |  | FALSE |  | FALSE |  | FALSE | 0 | FALSE | 0 | FALSE | 0 | FALSE | 0 | FALSE | 0 | FALSE | 0 | FALSE | 0 | FALSE | 0 | FALSE | 0 | TRUE | 1400 | FALSE | 0 | FALSE | 0 | FALSE | 0 | FALSE | 0 | FALSE | 0 | FALSE | 0 | FALSE | 0 | FALSE | 0 | FALSE | 0 | FALSE | 0 | FALSE | 0 | FALSE | 0 | FALSE | 0 | FALSE | 0 | FALSE | 0 | FALSE | 0 | FALSE | 0 | FALSE | 0 | FALSE | 0 | FALSE | 0
50 |  | 0 | 2794 | FALSE |  | FALSE |  | FALSE |  | FALSE |  | FALSE |  | FALSE |  | FALSE |  | FALSE |  | FALSE |  | FALSE |  | FALSE |  | FALSE |  | FALSE |  | FALSE |  | FALSE |  | FALSE |  | FALSE |  | FALSE |  | FALSE |  | FALSE |  | FALSE |  | FALSE | 0 | FALSE | 0 | FALSE | 0 | FALSE | 0 | FALSE | 0 | FALSE | 0 | FALSE | 0 | FALSE | 0 | FALSE | 0 | TRUE | 1400 | FALSE | 0 | FALSE | 0 | FALSE | 0 | FALSE | 0 | FALSE | 0 | FALSE | 0 | FALSE | 0 | FALSE | 0 | FALSE | 0 | FALSE | 0 | FALSE | 0 | FALSE | 0 | FALSE | 0 | FALSE | 0 | FALSE | 0 | FALSE | 0 | FALSE | 0 | FALSE | 0 | FALSE | 0 | FALSE | 0
50 |  | 0 | 2793 | FALSE |  | FALSE |  | FALSE |  | FALSE |  | FALSE |  | FALSE |  | FALSE |  | FALSE |  | FALSE |  | FALSE |  | FALSE |  | FALSE |  | FALSE |  | FALSE |  | FALSE |  | FALSE |  | FALSE |  | FALSE |  | FALSE |  | FALSE |  | FALSE |  | FALSE | 0 | FALSE | 0 | FALSE | 0 | FALSE | 0 | FALSE | 0 | FALSE | 0 | FALSE | 0 | FALSE | 0 | FALSE | 0 | TRUE | 1400 | FALSE | 0 | FALSE | 0 | FALSE | 0 | FALSE | 0 | FALSE | 0 | FALSE | 0 | FALSE | 0 | FALSE | 0 | FALSE | 0 | FALSE | 0 | FALSE | 0 | FALSE | 0 | FALSE | 0 | FALSE | 0 | FALSE | 0 | FALSE | 0 | FALSE | 0 | FALSE | 0 | FALSE | 0 | FALSE | 0
50 |  | 0 | 2792 | FALSE |  | FALSE |  | FALSE |  | FALSE |  | FALSE |  | FALSE |  | FALSE |  | FALSE |  | FALSE |  | FALSE |  | FALSE |  | FALSE |  | FALSE |  | FALSE |  | FALSE |  | FALSE |  | FALSE |  | FALSE |  | FALSE |  | FALSE |  | FALSE |  | FALSE | 0 | FALSE | 0 | FALSE | 0 | FALSE | 0 | FALSE | 0 | FALSE | 0 | FALSE | 0 | FALSE | 0 | FALSE | 0 | TRUE | 1400 | FALSE | 0 | FALSE | 0 | FALSE | 0 | FALSE | 0 | FALSE | 0 | FALSE | 0 | FALSE | 0 | FALSE | 0 | FALSE | 0 | FALSE | 0 | FALSE | 0 | FALSE | 0 | FALSE | 0 | FALSE | 0 | FALSE | 0 | FALSE | 0 | FALSE | 0 | FALSE | 0 | FALSE | 0 | FALSE | 0
50 |  | 0 | 2791 | FALSE |  | FALSE |  | FALSE |  | FALSE |  | FALSE |  | FALSE |  | FALSE |  | FALSE |  | FALSE |  | FALSE |  | FALSE |  | FALSE |  | FALSE |  | FALSE |  | FALSE |  | FALSE |  | FALSE |  | FALSE |  | FALSE |  | FALSE |  | FALSE |  | FALSE | 0 | FALSE | 0 | FALSE | 0 | FALSE | 0 | FALSE | 0 | FALSE | 0 | FALSE | 0 | FALSE | 0 | FALSE | 0 | TRUE | 1400 | FALSE | 0 | FALSE | 0 | FALSE | 0 | FALSE | 0 | FALSE | 0 | FALSE | 0 | FALSE | 0 | FALSE | 0 | FALSE | 0 | FALSE | 0 | FALSE | 0 | FALSE | 0 | FALSE | 0 | FALSE | 0 | FALSE | 0 | FALSE | 0 | FALSE | 0 | FALSE | 0 | FALSE | 0 | FALSE | 0
50 |  | 0 | 2790 | FALSE |  | FALSE |  | FALSE |  | FALSE |  | FALSE |  | FALSE |  | FALSE |  | FALSE |  | FALSE |  | FALSE |  | FALSE |  | FALSE |  | FALSE |  | FALSE |  | FALSE |  | FALSE |  | FALSE |  | FALSE |  | FALSE |  | FALSE |  | FALSE |  | FALSE | 0 | FALSE | 0 | FALSE | 0 | FALSE | 0 | FALSE | 0 | FALSE | 0 | FALSE | 0 | FALSE | 0 | FALSE | 0 | TRUE | 1400 | FALSE | 0 | FALSE | 0 | FALSE | 0 | FALSE | 0 | FALSE | 0 | FALSE | 0 | FALSE | 0 | FALSE | 0 | FALSE | 0 | FALSE | 0 | FALSE | 0 | FALSE | 0 | FALSE | 0 | FALSE | 0 | FALSE | 0 | FALSE | 0 | FALSE | 0 | FALSE | 0 | FALSE | 0 | FALSE | 0
50 |  | 0 | 2789 | FALSE |  | FALSE |  | FALSE |  | FALSE |  | FALSE |  | FALSE |  | FALSE |  | FALSE |  | FALSE |  | FALSE |  | FALSE |  | FALSE |  | FALSE |  | FALSE |  | FALSE |  | FALSE |  | FALSE |  | FALSE |  | FALSE |  | FALSE |  | FALSE |  | FALSE | 0 | FALSE | 0 | FALSE | 0 | FALSE | 0 | FALSE | 0 | FALSE | 0 | FALSE | 0 | FALSE | 0 | FALSE | 0 | TRUE | 1400 | FALSE | 0 | FALSE | 0 | FALSE | 0 | FALSE | 0 | FALSE | 0 | FALSE | 0 | FALSE | 0 | FALSE | 0 | FALSE | 0 | FALSE | 0 | FALSE | 0 | FALSE | 0 | FALSE | 0 | FALSE | 0 | FALSE | 0 | FALSE | 0 | FALSE | 0 | FALSE | 0 | FALSE | 0 | FALSE | 0
50 |  | 0 | 2788 | FALSE |  | FALSE |  | FALSE |  | FALSE |  | FALSE |  | FALSE |  | FALSE |  | FALSE |  | FALSE |  | FALSE |  | FALSE |  | FALSE |  | FALSE |  | FALSE |  | FALSE |  | FALSE |  | FALSE |  | FALSE |  | FALSE |  | FALSE |  | FALSE |  | FALSE | 0 | FALSE | 0 | FALSE | 0 | FALSE | 0 | FALSE | 0 | FALSE | 0 | FALSE | 0 | FALSE | 0 | FALSE | 0 | TRUE | 1400 | FALSE | 0 | FALSE | 0 | FALSE | 0 | FALSE | 0 | FALSE | 0 | FALSE | 0 | FALSE | 0 | FALSE | 0 | FALSE | 0 | FALSE | 0 | FALSE | 0 | FALSE | 0 | FALSE | 0 | FALSE | 0 | FALSE | 0 | FALSE | 0 | FALSE | 0 | FALSE | 0 | FALSE | 0 | FALSE | 0
50 |  | 0 | 2787 | FALSE |  | FALSE |  | FALSE |  | FALSE |  | FALSE |  | FALSE |  | FALSE |  | FALSE |  | FALSE |  | FALSE |  | FALSE |  | FALSE |  | FALSE |  | FALSE |  | FALSE |  | FALSE |  | FALSE |  | FALSE |  | FALSE |  | FALSE |  | FALSE |  | FALSE | 0 | FALSE | 0 | FALSE | 0 | FALSE | 0 | FALSE | 0 | FALSE | 0 | FALSE | 0 | FALSE | 0 | FALSE | 0 | TRUE | 1400 | FALSE | 0 | FALSE | 0 | FALSE | 0 | FALSE | 0 | FALSE | 0 | FALSE | 0 | FALSE | 0 | FALSE | 0 | FALSE | 0 | FALSE | 0 | FALSE | 0 | FALSE | 0 | FALSE | 0 | FALSE | 0 | FALSE | 0 | FALSE | 0 | FALSE | 0 | FALSE | 0 | FALSE | 0 | FALSE | 0
50 |  | 0 | 2786 | FALSE |  | FALSE |  | FALSE |  | FALSE |  | FALSE |  | FALSE |  | FALSE |  | FALSE |  | FALSE |  | FALSE |  | FALSE |  | FALSE |  | FALSE |  | FALSE |  | FALSE |  | FALSE |  | FALSE |  | FALSE |  | FALSE |  | FALSE |  | FALSE |  | FALSE | 0 | FALSE | 0 | FALSE | 0 | FALSE | 0 | FALSE | 0 | FALSE | 0 | FALSE | 0 | FALSE | 0 | FALSE | 0 | TRUE | 1400 | FALSE | 0 | FALSE | 0 | FALSE | 0 | FALSE | 0 | FALSE | 0 | FALSE | 0 | FALSE | 0 | FALSE | 0 | FALSE | 0 | FALSE | 0 | FALSE | 0 | FALSE | 0 | FALSE | 0 | FALSE | 0 | FALSE | 0 | FALSE | 0 | FALSE | 0 | FALSE | 0 | FALSE | 0 | FALSE | 0
50 |  | 0 | 2785 | FALSE |  | FALSE |  | FALSE |  | FALSE |  | FALSE |  | FALSE |  | FALSE |  | FALSE |  | FALSE |  | FALSE |  | FALSE |  | FALSE |  | FALSE |  | FALSE |  | FALSE |  | FALSE |  | FALSE |  | FALSE |  | FALSE |  | FALSE |  | FALSE |  | FALSE | 0 | FALSE | 0 | FALSE | 0 | FALSE | 0 | FALSE | 0 | FALSE | 0 | FALSE | 0 | FALSE | 0 | FALSE | 0 | TRUE | 1400 | FALSE | 0 | FALSE | 0 | FALSE | 0 | FALSE | 0 | FALSE | 0 | FALSE | 0 | FALSE | 0 | FALSE | 0 | FALSE | 0 | FALSE | 0 | FALSE | 0 | FALSE | 0 | FALSE | 0 | FALSE | 0 | FALSE | 0 | FALSE | 0 | FALSE | 0 | FALSE | 0 | FALSE | 0 | FALSE | 0
50 |  | 0 | 2784 | FALSE |  | FALSE |  | FALSE |  | FALSE |  | FALSE |  | FALSE |  | FALSE |  | FALSE |  | FALSE |  | FALSE |  | FALSE |  | FALSE |  | FALSE |  | FALSE |  | FALSE |  | FALSE |  | FALSE |  | FALSE |  | FALSE |  | FALSE |  | FALSE |  | FALSE | 0 | FALSE | 0 | FALSE | 0 | FALSE | 0 | FALSE | 0 | FALSE | 0 | FALSE | 0 | FALSE | 0 | FALSE | 0 | TRUE | 1400 | FALSE | 0 | FALSE | 0 | FALSE | 0 | FALSE | 0 | FALSE | 0 | FALSE | 0 | FALSE | 0 | FALSE | 0 | FALSE | 0 | FALSE | 0 | FALSE | 0 | FALSE | 0 | FALSE | 0 | FALSE | 0 | FALSE | 0 | FALSE | 0 | FALSE | 0 | FALSE | 0 | FALSE | 0 | FALSE | 0
50 |  | 0 | 2783 | FALSE |  | FALSE |  | FALSE |  | FALSE |  | FALSE |  | FALSE |  | FALSE |  | FALSE |  | FALSE |  | FALSE |  | FALSE |  | FALSE |  | FALSE |  | FALSE |  | FALSE |  | FALSE |  | FALSE |  | FALSE |  | FALSE |  | FALSE |  | FALSE |  | FALSE | 0 | FALSE | 0 | FALSE | 0 | FALSE | 0 | FALSE | 0 | FALSE | 0 | FALSE | 0 | FALSE | 0 | FALSE | 0 | TRUE | 1400 | FALSE | 0 | FALSE | 0 | FALSE | 0 | FALSE | 0 | FALSE | 0 | FALSE | 0 | FALSE | 0 | FALSE | 0 | FALSE | 0 | FALSE | 0 | FALSE | 0 | FALSE | 0 | FALSE | 0 | FALSE | 0 | FALSE | 0 | FALSE | 0 | FALSE | 0 | FALSE | 0 | FALSE | 0 | FALSE | 0
50 |  | 0 | 2782 | FALSE |  | FALSE |  | FALSE |  | FALSE |  | FALSE |  | FALSE |  | FALSE |  | FALSE |  | FALSE |  | FALSE |  | FALSE |  | FALSE |  | FALSE |  | FALSE |  | FALSE |  | FALSE |  | FALSE |  | FALSE |  | FALSE |  | FALSE |  | FALSE |  | FALSE | 0 | FALSE | 0 | FALSE | 0 | FALSE | 0 | FALSE | 0 | FALSE | 0 | FALSE | 0 | FALSE | 0 | FALSE | 0 | TRUE | 1400 | FALSE | 0 | FALSE | 0 | FALSE | 0 | FALSE | 0 | FALSE | 0 | FALSE | 0 | FALSE | 0 | FALSE | 0 | FALSE | 0 | FALSE | 0 | FALSE | 0 | FALSE | 0 | FALSE | 0 | FALSE | 0 | FALSE | 0 | FALSE | 0 | FALSE | 0 | FALSE | 0 | FALSE | 0 | FALSE | 0
50 |  | 0 | 2781 | FALSE |  | FALSE |  | FALSE |  | FALSE |  | FALSE |  | FALSE |  | FALSE |  | FALSE |  | FALSE |  | FALSE |  | FALSE |  | FALSE |  | FALSE |  | FALSE |  | FALSE |  | FALSE |  | FALSE |  | FALSE |  | FALSE |  | FALSE |  | FALSE |  | FALSE | 0 | FALSE | 0 | FALSE | 0 | FALSE | 0 | FALSE | 0 | FALSE | 0 | FALSE | 0 | FALSE | 0 | FALSE | 0 | TRUE | 1400 | FALSE | 0 | FALSE | 0 | FALSE | 0 | FALSE | 0 | FALSE | 0 | FALSE | 0 | FALSE | 0 | FALSE | 0 | FALSE | 0 | FALSE | 0 | FALSE | 0 | FALSE | 0 | FALSE | 0 | FALSE | 0 | FALSE | 0 | FALSE | 0 | FALSE | 0 | FALSE | 0 | FALSE | 0 | FALSE | 0
50 |  | 0 | 2780 | FALSE |  | FALSE |  | FALSE |  | FALSE |  | FALSE |  | FALSE |  | FALSE |  | FALSE |  | FALSE |  | FALSE |  | FALSE |  | FALSE |  | FALSE |  | FALSE |  | FALSE |  | FALSE |  | FALSE |  | FALSE |  | FALSE |  | FALSE |  | FALSE |  | FALSE | 0 | FALSE | 0 | FALSE | 0 | FALSE | 0 | FALSE | 0 | FALSE | 0 | FALSE | 0 | FALSE | 0 | FALSE | 0 | TRUE | 1400 | FALSE | 0 | FALSE | 0 | FALSE | 0 | FALSE | 0 | FALSE | 0 | FALSE | 0 | FALSE | 0 | FALSE | 0 | FALSE | 0 | FALSE | 0 | FALSE | 0 | FALSE | 0 | FALSE | 0 | FALSE | 0 | FALSE | 0 | FALSE | 0 | FALSE | 0 | FALSE | 0 | FALSE | 0 | FALSE | 0
50 |  | 0 | 2779 | FALSE |  | FALSE |  | FALSE |  | FALSE |  | FALSE |  | FALSE |  | FALSE |  | FALSE |  | FALSE |  | FALSE |  | FALSE |  | FALSE |  | FALSE |  | FALSE |  | FALSE |  | FALSE |  | FALSE |  | FALSE |  | FALSE |  | FALSE |  | FALSE |  | FALSE | 0 | FALSE | 0 | FALSE | 0 | FALSE | 0 | FALSE | 0 | FALSE | 0 | FALSE | 0 | FALSE | 0 | FALSE | 0 | TRUE | 1400 | FALSE | 0 | FALSE | 0 | FALSE | 0 | FALSE | 0 | FALSE | 0 | FALSE | 0 | FALSE | 0 | FALSE | 0 | FALSE | 0 | FALSE | 0 | FALSE | 0 | FALSE | 0 | FALSE | 0 | FALSE | 0 | FALSE | 0 | FALSE | 0 | FALSE | 0 | FALSE | 0 | FALSE | 0 | FALSE | 0
50 |  | 0 | 2778 | FALSE |  | FALSE |  | FALSE |  | FALSE |  | FALSE |  | FALSE |  | FALSE |  | FALSE |  | FALSE |  | FALSE |  | FALSE |  | FALSE |  | FALSE |  | FALSE |  | FALSE |  | FALSE |  | FALSE |  | FALSE |  | FALSE |  | FALSE |  | FALSE |  | FALSE | 0 | FALSE | 0 | FALSE | 0 | FALSE | 0 | FALSE | 0 | FALSE | 0 | FALSE | 0 | FALSE | 0 | FALSE | 0 | TRUE | 1400 | FALSE | 0 | FALSE | 0 | FALSE | 0 | FALSE | 0 | FALSE | 0 | FALSE | 0 | FALSE | 0 | FALSE | 0 | FALSE | 0 | FALSE | 0 | FALSE | 0 | FALSE | 0 | FALSE | 0 | FALSE | 0 | FALSE | 0 | FALSE | 0 | FALSE | 0 | FALSE | 0 | FALSE | 0 | FALSE | 0
50 |  | 0 | 2777 | FALSE |  | FALSE |  | FALSE |  | FALSE |  | FALSE |  | FALSE |  | FALSE |  | FALSE |  | FALSE |  | FALSE |  | FALSE |  | FALSE |  | FALSE |  | FALSE |  | FALSE |  | FALSE |  | FALSE |  | FALSE |  | FALSE |  | FALSE |  | FALSE | 0 | FALSE | 0 | FALSE | 0 | FALSE | 0 | FALSE | 0 | FALSE | 0 | FALSE | 0 | FALSE | 0 | FALSE | 0 | FALSE | 0 | TRUE | 1400 | FALSE | 0 | FALSE | 0 | FALSE | 0 | FALSE | 0 | FALSE | 0 | FALSE | 0 | FALSE | 0 | FALSE | 0 | FALSE | 0 | FALSE | 0 | FALSE | 0 | FALSE | 0 | FALSE | 0 | FALSE | 0 | FALSE | 0 | FALSE | 0 | FALSE | 0 | FALSE | 0 | FALSE | 0 | FALSE | 0
50 |  | 0 | 2776 | FALSE |  | FALSE |  | FALSE |  | FALSE |  | FALSE |  | FALSE |  | FALSE |  | FALSE |  | FALSE |  | FALSE |  | FALSE |  | FALSE |  | FALSE |  | FALSE |  | FALSE |  | FALSE |  | FALSE |  | FALSE |  | FALSE |  | FALSE |  | FALSE | 0 | FALSE | 0 | FALSE | 0 | FALSE | 0 | FALSE | 0 | FALSE | 0 | FALSE | 0 | FALSE | 0 | FALSE | 0 | FALSE | 0 | TRUE | 1400 | FALSE | 0 | FALSE | 0 | FALSE | 0 | FALSE | 0 | FALSE | 0 | FALSE | 0 | FALSE | 0 | FALSE | 0 | FALSE | 0 | FALSE | 0 | FALSE | 0 | FALSE | 0 | FALSE | 0 | FALSE | 0 | FALSE | 0 | FALSE | 0 | FALSE | 0 | FALSE | 0 | FALSE | 0 | FALSE | 0
50 |  | 0 | 2775 | FALSE |  | FALSE |  | FALSE |  | FALSE |  | FALSE |  | FALSE |  | FALSE |  | FALSE |  | FALSE |  | FALSE |  | FALSE |  | FALSE |  | FALSE |  | FALSE |  | FALSE |  | FALSE |  | FALSE |  | FALSE |  | FALSE |  | FALSE |  | FALSE | 0 | FALSE | 0 | FALSE | 0 | FALSE | 0 | FALSE | 0 | FALSE | 0 | FALSE | 0 | FALSE | 0 | FALSE | 0 | FALSE | 0 | TRUE | 1400 | FALSE | 0 | FALSE | 0 | FALSE | 0 | FALSE | 0 | FALSE | 0 | FALSE | 0 | FALSE | 0 | FALSE | 0 | FALSE | 0 | FALSE | 0 | FALSE | 0 | FALSE | 0 | FALSE | 0 | FALSE | 0 | FALSE | 0 | FALSE | 0 | FALSE | 0 | FALSE | 0 | FALSE | 0 | FALSE | 0
50 |  | 0 | 2774 | FALSE |  | FALSE |  | FALSE |  | FALSE |  | FALSE |  | FALSE |  | FALSE |  | FALSE |  | FALSE |  | FALSE |  | FALSE |  | FALSE |  | FALSE |  | FALSE |  | FALSE |  | FALSE |  | FALSE |  | FALSE |  | FALSE |  | FALSE |  | FALSE | 0 | FALSE | 0 | FALSE | 0 | FALSE | 0 | FALSE | 0 | FALSE | 0 | FALSE | 0 | FALSE | 0 | FALSE | 0 | FALSE | 0 | TRUE | 1400 | FALSE | 0 | FALSE | 0 | FALSE | 0 | FALSE | 0 | FALSE | 0 | FALSE | 0 | FALSE | 0 | FALSE | 0 | FALSE | 0 | FALSE | 0 | FALSE | 0 | FALSE | 0 | FALSE | 0 | FALSE | 0 | FALSE | 0 | FALSE | 0 | FALSE | 0 | FALSE | 0 | FALSE | 0 | FALSE | 0
50 |  | 0 | 2773 | FALSE |  | FALSE |  | FALSE |  | FALSE |  | FALSE |  | FALSE |  | FALSE |  | FALSE |  | FALSE |  | FALSE |  | FALSE |  | FALSE |  | FALSE |  | FALSE |  | FALSE |  | FALSE |  | FALSE |  | FALSE |  | FALSE |  | FALSE |  | FALSE | 0 | FALSE | 0 | FALSE | 0 | FALSE | 0 | FALSE | 0 | FALSE | 0 | FALSE | 0 | FALSE | 0 | FALSE | 0 | FALSE | 0 | TRUE | 1400 | FALSE | 0 | FALSE | 0 | FALSE | 0 | FALSE | 0 | FALSE | 0 | FALSE | 0 | FALSE | 0 | FALSE | 0 | FALSE | 0 | FALSE | 0 | FALSE | 0 | FALSE | 0 | FALSE | 0 | FALSE | 0 | FALSE | 0 | FALSE | 0 | FALSE | 0 | FALSE | 0 | FALSE | 0 | FALSE | 0
50 |  | 0 | 2772 | FALSE |  | FALSE |  | FALSE |  | FALSE |  | FALSE |  | FALSE |  | FALSE |  | FALSE |  | FALSE |  | FALSE |  | FALSE |  | FALSE |  | FALSE |  | FALSE |  | FALSE |  | FALSE |  | FALSE |  | FALSE |  | FALSE |  | FALSE |  | FALSE | 0 | FALSE | 0 | FALSE | 0 | FALSE | 0 | FALSE | 0 | FALSE | 0 | FALSE | 0 | FALSE | 0 | FALSE | 0 | FALSE | 0 | TRUE | 1400 | FALSE | 0 | FALSE | 0 | FALSE | 0 | FALSE | 0 | FALSE | 0 | FALSE | 0 | FALSE | 0 | FALSE | 0 | FALSE | 0 | FALSE | 0 | FALSE | 0 | FALSE | 0 | FALSE | 0 | FALSE | 0 | FALSE | 0 | FALSE | 0 | FALSE | 0 | FALSE | 0 | FALSE | 0 | FALSE | 0
50 |  | 0 | 2771 | FALSE |  | FALSE |  | FALSE |  | FALSE |  | FALSE |  | FALSE |  | FALSE |  | FALSE |  | FALSE |  | FALSE |  | FALSE |  | FALSE |  | FALSE |  | FALSE |  | FALSE |  | FALSE |  | FALSE |  | FALSE |  | FALSE |  | FALSE |  | FALSE | 0 | FALSE | 0 | FALSE | 0 | FALSE | 0 | FALSE | 0 | FALSE | 0 | FALSE | 0 | FALSE | 0 | FALSE | 0 | FALSE | 0 | TRUE | 1400 | FALSE | 0 | FALSE | 0 | FALSE | 0 | FALSE | 0 | FALSE | 0 | FALSE | 0 | FALSE | 0 | FALSE | 0 | FALSE | 0 | FALSE | 0 | FALSE | 0 | FALSE | 0 | FALSE | 0 | FALSE | 0 | FALSE | 0 | FALSE | 0 | FALSE | 0 | FALSE | 0 | FALSE | 0 | FALSE | 0
50 |  | 0 | 2770 | FALSE |  | FALSE |  | FALSE |  | FALSE |  | FALSE |  | FALSE |  | FALSE |  | FALSE |  | FALSE |  | FALSE |  | FALSE |  | FALSE |  | FALSE |  | FALSE |  | FALSE |  | FALSE |  | FALSE |  | FALSE |  | FALSE |  | FALSE |  | FALSE | 0 | FALSE | 0 | FALSE | 0 | FALSE | 0 | FALSE | 0 | FALSE | 0 | FALSE | 0 | FALSE | 0 | FALSE | 0 | FALSE | 0 | TRUE | 1400 | FALSE | 0 | FALSE | 0 | FALSE | 0 | FALSE | 0 | FALSE | 0 | FALSE | 0 | FALSE | 0 | FALSE | 0 | FALSE | 0 | FALSE | 0 | FALSE | 0 | FALSE | 0 | FALSE | 0 | FALSE | 0 | FALSE | 0 | FALSE | 0 | FALSE | 0 | FALSE | 0 | FALSE | 0 | FALSE | 0
50 |  | 0 | 2769 | FALSE |  | FALSE |  | FALSE |  | FALSE |  | FALSE |  | FALSE |  | FALSE |  | FALSE |  | FALSE |  | FALSE |  | FALSE |  | FALSE |  | FALSE |  | FALSE |  | FALSE |  | FALSE |  | FALSE |  | FALSE |  | FALSE |  | FALSE |  | FALSE | 0 | FALSE | 0 | FALSE | 0 | FALSE | 0 | FALSE | 0 | FALSE | 0 | FALSE | 0 | FALSE | 0 | FALSE | 0 | FALSE | 0 | TRUE | 1400 | FALSE | 0 | FALSE | 0 | FALSE | 0 | FALSE | 0 | FALSE | 0 | FALSE | 0 | FALSE | 0 | FALSE | 0 | FALSE | 0 | FALSE | 0 | FALSE | 0 | FALSE | 0 | FALSE | 0 | FALSE | 0 | FALSE | 0 | FALSE | 0 | FALSE | 0 | FALSE | 0 | FALSE | 0 | FALSE | 0
50 |  | 0 | 2768 | FALSE |  | FALSE |  | FALSE |  | FALSE |  | FALSE |  | FALSE |  | FALSE |  | FALSE |  | FALSE |  | FALSE |  | FALSE |  | FALSE |  | FALSE |  | FALSE |  | FALSE |  | FALSE |  | FALSE |  | FALSE |  | FALSE |  | FALSE |  | FALSE | 0 | FALSE | 0 | FALSE | 0 | FALSE | 0 | FALSE | 0 | FALSE | 0 | FALSE | 0 | FALSE | 0 | FALSE | 0 | FALSE | 0 | TRUE | 1400 | FALSE | 0 | FALSE | 0 | FALSE | 0 | FALSE | 0 | FALSE | 0 | FALSE | 0 | FALSE | 0 | FALSE | 0 | FALSE | 0 | FALSE | 0 | FALSE | 0 | FALSE | 0 | FALSE | 0 | FALSE | 0 | FALSE | 0 | FALSE | 0 | FALSE | 0 | FALSE | 0 | FALSE | 0 | FALSE | 0
50 |  | 0 | 2767 | FALSE |  | FALSE |  | FALSE |  | FALSE |  | FALSE |  | FALSE |  | FALSE |  | FALSE |  | FALSE |  | FALSE |  | FALSE |  | FALSE |  | FALSE |  | FALSE |  | FALSE |  | FALSE |  | FALSE |  | FALSE |  | FALSE |  | FALSE |  | FALSE | 0 | FALSE | 0 | FALSE | 0 | FALSE | 0 | FALSE | 0 | FALSE | 0 | FALSE | 0 | FALSE | 0 | FALSE | 0 | FALSE | 0 | TRUE | 1400 | FALSE | 0 | FALSE | 0 | FALSE | 0 | FALSE | 0 | FALSE | 0 | FALSE | 0 | FALSE | 0 | FALSE | 0 | FALSE | 0 | FALSE | 0 | FALSE | 0 | FALSE | 0 | FALSE | 0 | FALSE | 0 | FALSE | 0 | FALSE | 0 | FALSE | 0 | FALSE | 0 | FALSE | 0 | FALSE | 0
50 |  | 0 | 2766 | FALSE |  | FALSE |  | FALSE |  | FALSE |  | FALSE |  | FALSE |  | FALSE |  | FALSE |  | FALSE |  | FALSE |  | FALSE |  | FALSE |  | FALSE |  | FALSE |  | FALSE |  | FALSE |  | FALSE |  | FALSE |  | FALSE |  | FALSE |  | FALSE | 0 | FALSE | 0 | FALSE | 0 | FALSE | 0 | FALSE | 0 | FALSE | 0 | FALSE | 0 | FALSE | 0 | FALSE | 0 | FALSE | 0 | TRUE | 1400 | FALSE | 0 | FALSE | 0 | FALSE | 0 | FALSE | 0 | FALSE | 0 | FALSE | 0 | FALSE | 0 | FALSE | 0 | FALSE | 0 | FALSE | 0 | FALSE | 0 | FALSE | 0 | FALSE | 0 | FALSE | 0 | FALSE | 0 | FALSE | 0 | FALSE | 0 | FALSE | 0 | FALSE | 0 | FALSE | 0
50 |  | 0 | 2765 | FALSE |  | FALSE |  | FALSE |  | FALSE |  | FALSE |  | FALSE |  | FALSE |  | FALSE |  | FALSE |  | FALSE |  | FALSE |  | FALSE |  | FALSE |  | FALSE |  | FALSE |  | FALSE |  | FALSE |  | FALSE |  | FALSE |  | FALSE |  | FALSE | 0 | FALSE | 0 | FALSE | 0 | FALSE | 0 | FALSE | 0 | FALSE | 0 | FALSE | 0 | FALSE | 0 | FALSE | 0 | FALSE | 0 | TRUE | 1400 | FALSE | 0 | FALSE | 0 | FALSE | 0 | FALSE | 0 | FALSE | 0 | FALSE | 0 | FALSE | 0 | FALSE | 0 | FALSE | 0 | FALSE | 0 | FALSE | 0 | FALSE | 0 | FALSE | 0 | FALSE | 0 | FALSE | 0 | FALSE | 0 | FALSE | 0 | FALSE | 0 | FALSE | 0 | FALSE | 0
50 |  | 0 | 2764 | FALSE |  | FALSE |  | FALSE |  | FALSE |  | FALSE |  | FALSE |  | FALSE |  | FALSE |  | FALSE |  | FALSE |  | FALSE |  | FALSE |  | FALSE |  | FALSE |  | FALSE |  | FALSE |  | FALSE |  | FALSE |  | FALSE |  | FALSE |  | FALSE | 0 | FALSE | 0 | FALSE | 0 | FALSE | 0 | FALSE | 0 | FALSE | 0 | FALSE | 0 | FALSE | 0 | FALSE | 0 | FALSE | 0 | TRUE | 1400 | FALSE | 0 | FALSE | 0 | FALSE | 0 | FALSE | 0 | FALSE | 0 | FALSE | 0 | FALSE | 0 | FALSE | 0 | FALSE | 0 | FALSE | 0 | FALSE | 0 | FALSE | 0 | FALSE | 0 | FALSE | 0 | FALSE | 0 | FALSE | 0 | FALSE | 0 | FALSE | 0 | FALSE | 0 | FALSE | 0
50 |  | 0 | 2763 | FALSE |  | FALSE |  | FALSE |  | FALSE |  | FALSE |  | FALSE |  | FALSE |  | FALSE |  | FALSE |  | FALSE |  | FALSE |  | FALSE |  | FALSE |  | FALSE |  | FALSE |  | FALSE |  | FALSE |  | FALSE |  | FALSE |  | FALSE |  | FALSE | 0 | FALSE | 0 | FALSE | 0 | FALSE | 0 | FALSE | 0 | FALSE | 0 | FALSE | 0 | FALSE | 0 | FALSE | 0 | FALSE | 0 | TRUE | 1400 | FALSE | 0 | FALSE | 0 | FALSE | 0 | FALSE | 0 | FALSE | 0 | FALSE | 0 | FALSE | 0 | FALSE | 0 | FALSE | 0 | FALSE | 0 | FALSE | 0 | FALSE | 0 | FALSE | 0 | FALSE | 0 | FALSE | 0 | FALSE | 0 | FALSE | 0 | FALSE | 0 | FALSE | 0 | FALSE | 0
50 |  | 0 | 2762 | FALSE |  | FALSE |  | FALSE |  | FALSE |  | FALSE |  | FALSE |  | FALSE |  | FALSE |  | FALSE |  | FALSE |  | FALSE |  | FALSE |  | FALSE |  | FALSE |  | FALSE |  | FALSE |  | FALSE |  | FALSE |  | FALSE |  | FALSE |  | FALSE | 0 | FALSE | 0 | FALSE | 0 | FALSE | 0 | FALSE | 0 | FALSE | 0 | FALSE | 0 | FALSE | 0 | FALSE | 0 | FALSE | 0 | TRUE | 1400 | FALSE | 0 | FALSE | 0 | FALSE | 0 | FALSE | 0 | FALSE | 0 | FALSE | 0 | FALSE | 0 | FALSE | 0 | FALSE | 0 | FALSE | 0 | FALSE | 0 | FALSE | 0 | FALSE | 0 | FALSE | 0 | FALSE | 0 | FALSE | 0 | FALSE | 0 | FALSE | 0 | FALSE | 0 | FALSE | 0
50 |  | 0 | 2761 | FALSE |  | FALSE |  | FALSE |  | FALSE |  | FALSE |  | FALSE |  | FALSE |  | FALSE |  | FALSE |  | FALSE |  | FALSE |  | FALSE |  | FALSE |  | FALSE |  | FALSE |  | FALSE |  | FALSE |  | FALSE |  | FALSE |  | FALSE |  | FALSE | 0 | FALSE | 0 | FALSE | 0 | FALSE | 0 | FALSE | 0 | FALSE | 0 | FALSE | 0 | FALSE | 0 | FALSE | 0 | FALSE | 0 | TRUE | 1400 | FALSE | 0 | FALSE | 0 | FALSE | 0 | FALSE | 0 | FALSE | 0 | FALSE | 0 | FALSE | 0 | FALSE | 0 | FALSE | 0 | FALSE | 0 | FALSE | 0 | FALSE | 0 | FALSE | 0 | FALSE | 0 | FALSE | 0 | FALSE | 0 | FALSE | 0 | FALSE | 0 | FALSE | 0 | FALSE | 0
50 |  | 0 | 2760 | FALSE |  | FALSE |  | FALSE |  | FALSE |  | FALSE |  | FALSE |  | FALSE |  | FALSE |  | FALSE |  | FALSE |  | FALSE |  | FALSE |  | FALSE |  | FALSE |  | FALSE |  | FALSE |  | FALSE |  | FALSE |  | FALSE |  | FALSE |  | FALSE | 0 | FALSE | 0 | FALSE | 0 | FALSE | 0 | FALSE | 0 | FALSE | 0 | FALSE | 0 | FALSE | 0 | FALSE | 0 | FALSE | 0 | TRUE | 1400 | FALSE | 0 | FALSE | 0 | FALSE | 0 | FALSE | 0 | FALSE | 0 | FALSE | 0 | FALSE | 0 | FALSE | 0 | FALSE | 0 | FALSE | 0 | FALSE | 0 | FALSE | 0 | FALSE | 0 | FALSE | 0 | FALSE | 0 | FALSE | 0 | FALSE | 0 | FALSE | 0 | FALSE | 0 | FALSE | 0
50 |  | 0 | 2759 | FALSE |  | FALSE |  | FALSE |  | FALSE |  | FALSE |  | FALSE |  | FALSE |  | FALSE |  | FALSE |  | FALSE |  | FALSE |  | FALSE |  | FALSE |  | FALSE |  | FALSE |  | FALSE |  | FALSE |  | FALSE |  | FALSE |  | FALSE |  | FALSE | 0 | FALSE | 0 | FALSE | 0 | FALSE | 0 | FALSE | 0 | FALSE | 0 | FALSE | 0 | FALSE | 0 | FALSE | 0 | FALSE | 0 | TRUE | 1400 | FALSE | 0 | FALSE | 0 | FALSE | 0 | FALSE | 0 | FALSE | 0 | FALSE | 0 | FALSE | 0 | FALSE | 0 | FALSE | 0 | FALSE | 0 | FALSE | 0 | FALSE | 0 | FALSE | 0 | FALSE | 0 | FALSE | 0 | FALSE | 0 | FALSE | 0 | FALSE | 0 | FALSE | 0 | FALSE | 0
50 |  | 0 | 2758 | FALSE |  | FALSE |  | FALSE |  | FALSE |  | FALSE |  | FALSE |  | FALSE |  | FALSE |  | FALSE |  | FALSE |  | FALSE |  | FALSE |  | FALSE |  | FALSE |  | FALSE |  | FALSE |  | FALSE |  | FALSE |  | FALSE |  | FALSE |  | FALSE | 0 | FALSE | 0 | FALSE | 0 | FALSE | 0 | FALSE | 0 | FALSE | 0 | FALSE | 0 | FALSE | 0 | FALSE | 0 | FALSE | 0 | TRUE | 1400 | FALSE | 0 | FALSE | 0 | FALSE | 0 | FALSE | 0 | FALSE | 0 | FALSE | 0 | FALSE | 0 | FALSE | 0 | FALSE | 0 | FALSE | 0 | FALSE | 0 | FALSE | 0 | FALSE | 0 | FALSE | 0 | FALSE | 0 | FALSE | 0 | FALSE | 0 | FALSE | 0 | FALSE | 0 | FALSE | 0
50 |  | 0 | 2757 | FALSE |  | FALSE |  | FALSE |  | FALSE |  | FALSE |  | FALSE |  | FALSE |  | FALSE |  | FALSE |  | FALSE |  | FALSE |  | FALSE |  | FALSE |  | FALSE |  | FALSE |  | FALSE |  | FALSE |  | FALSE |  | FALSE |  | FALSE |  | FALSE | 0 | FALSE | 0 | FALSE | 0 | FALSE | 0 | FALSE | 0 | FALSE | 0 | FALSE | 0 | FALSE | 0 | FALSE | 0 | FALSE | 0 | TRUE | 1400 | FALSE | 0 | FALSE | 0 | FALSE | 0 | FALSE | 0 | FALSE | 0 | FALSE | 0 | FALSE | 0 | FALSE | 0 | FALSE | 0 | FALSE | 0 | FALSE | 0 | FALSE | 0 | FALSE | 0 | FALSE | 0 | FALSE | 0 | FALSE | 0 | FALSE | 0 | FALSE | 0 | FALSE | 0 | FALSE | 0
50 |  | 0 | 2756 | FALSE |  | FALSE |  | FALSE |  | FALSE |  | FALSE |  | FALSE |  | FALSE |  | FALSE |  | FALSE |  | FALSE |  | FALSE |  | FALSE |  | FALSE |  | FALSE |  | FALSE |  | FALSE |  | FALSE |  | FALSE |  | FALSE |  | FALSE |  | FALSE | 0 | FALSE | 0 | FALSE | 0 | FALSE | 0 | FALSE | 0 | FALSE | 0 | FALSE | 0 | FALSE | 0 | FALSE | 0 | FALSE | 0 | TRUE | 1400 | FALSE | 0 | FALSE | 0 | FALSE | 0 | FALSE | 0 | FALSE | 0 | FALSE | 0 | FALSE | 0 | FALSE | 0 | FALSE | 0 | FALSE | 0 | FALSE | 0 | FALSE | 0 | FALSE | 0 | FALSE | 0 | FALSE | 0 | FALSE | 0 | FALSE | 0 | FALSE | 0 | FALSE | 0 | FALSE | 0
50 |  | 0 | 2755 | FALSE |  | FALSE |  | FALSE |  | FALSE |  | FALSE |  | FALSE |  | FALSE |  | FALSE |  | FALSE |  | FALSE |  | FALSE |  | FALSE |  | FALSE |  | FALSE |  | FALSE |  | FALSE |  | FALSE |  | FALSE |  | FALSE |  | FALSE |  | FALSE | 0 | FALSE | 0 | FALSE | 0 | FALSE | 0 | FALSE | 0 | FALSE | 0 | FALSE | 0 | FALSE | 0 | FALSE | 0 | FALSE | 0 | TRUE | 1400 | FALSE | 0 | FALSE | 0 | FALSE | 0 | FALSE | 0 | FALSE | 0 | FALSE | 0 | FALSE | 0 | FALSE | 0 | FALSE | 0 | FALSE | 0 | FALSE | 0 | FALSE | 0 | FALSE | 0 | FALSE | 0 | FALSE | 0 | FALSE | 0 | FALSE | 0 | FALSE | 0 | FALSE | 0 | FALSE | 0
50 |  | 0 | 2754 | FALSE |  | FALSE |  | FALSE |  | FALSE |  | FALSE |  | FALSE |  | FALSE |  | FALSE |  | FALSE |  | FALSE |  | FALSE |  | FALSE |  | FALSE |  | FALSE |  | FALSE |  | FALSE |  | FALSE |  | FALSE |  | FALSE |  | FALSE |  | FALSE | 0 | FALSE | 0 | FALSE | 0 | FALSE | 0 | FALSE | 0 | FALSE | 0 | FALSE | 0 | FALSE | 0 | FALSE | 0 | FALSE | 0 | TRUE | 1400 | FALSE | 0 | FALSE | 0 | FALSE | 0 | FALSE | 0 | FALSE | 0 | FALSE | 0 | FALSE | 0 | FALSE | 0 | FALSE | 0 | FALSE | 0 | FALSE | 0 | FALSE | 0 | FALSE | 0 | FALSE | 0 | FALSE | 0 | FALSE | 0 | FALSE | 0 | FALSE | 0 | FALSE | 0 | FALSE | 0
50 |  | 0 | 2753 | FALSE |  | FALSE |  | FALSE |  | FALSE |  | FALSE |  | FALSE |  | FALSE |  | FALSE |  | FALSE |  | FALSE |  | FALSE |  | FALSE |  | FALSE |  | FALSE |  | FALSE |  | FALSE |  | FALSE |  | FALSE |  | FALSE |  | FALSE |  | FALSE | 0 | FALSE | 0 | FALSE | 0 | FALSE | 0 | FALSE | 0 | FALSE | 0 | FALSE | 0 | FALSE | 0 | FALSE | 0 | FALSE | 0 | TRUE | 1400 | FALSE | 0 | FALSE | 0 | FALSE | 0 | FALSE | 0 | FALSE | 0 | FALSE | 0 | FALSE | 0 | FALSE | 0 | FALSE | 0 | FALSE | 0 | FALSE | 0 | FALSE | 0 | FALSE | 0 | FALSE | 0 | FALSE | 0 | FALSE | 0 | FALSE | 0 | FALSE | 0 | FALSE | 0 | FALSE | 0
50 |  | 0 | 2752 | FALSE |  | FALSE |  | FALSE |  | FALSE |  | FALSE |  | FALSE |  | FALSE |  | FALSE |  | FALSE |  | FALSE |  | FALSE |  | FALSE |  | FALSE |  | FALSE |  | FALSE |  | FALSE |  | FALSE |  | FALSE |  | FALSE |  | FALSE |  | FALSE | 0 | FALSE | 0 | FALSE | 0 | FALSE | 0 | FALSE | 0 | FALSE | 0 | FALSE | 0 | FALSE | 0 | FALSE | 0 | FALSE | 0 | TRUE | 1400 | FALSE | 0 | FALSE | 0 | FALSE | 0 | FALSE | 0 | FALSE | 0 | FALSE | 0 | FALSE | 0 | FALSE | 0 | FALSE | 0 | FALSE | 0 | FALSE | 0 | FALSE | 0 | FALSE | 0 | FALSE | 0 | FALSE | 0 | FALSE | 0 | FALSE | 0 | FALSE | 0 | FALSE | 0 | FALSE | 0
50 |  | 0 | 2751 | FALSE |  | FALSE |  | FALSE |  | FALSE |  | FALSE |  | FALSE |  | FALSE |  | FALSE |  | FALSE |  | FALSE |  | FALSE |  | FALSE |  | FALSE |  | FALSE |  | FALSE |  | FALSE |  | FALSE |  | FALSE |  | FALSE |  | FALSE |  | FALSE | 0 | FALSE | 0 | FALSE | 0 | FALSE | 0 | FALSE | 0 | FALSE | 0 | FALSE | 0 | FALSE | 0 | FALSE | 0 | FALSE | 0 | TRUE | 1400 | FALSE | 0 | FALSE | 0 | FALSE | 0 | FALSE | 0 | FALSE | 0 | FALSE | 0 | FALSE | 0 | FALSE | 0 | FALSE | 0 | FALSE | 0 | FALSE | 0 | FALSE | 0 | FALSE | 0 | FALSE | 0 | FALSE | 0 | FALSE | 0 | FALSE | 0 | FALSE | 0 | FALSE | 0 | FALSE | 0
50 |  | 0 | 2750 | FALSE |  | FALSE |  | FALSE |  | FALSE |  | FALSE |  | FALSE |  | FALSE |  | FALSE |  | FALSE |  | FALSE |  | FALSE |  | FALSE |  | FALSE |  | FALSE |  | FALSE |  | FALSE |  | FALSE |  | FALSE |  | FALSE |  | FALSE |  | FALSE | 0 | FALSE | 0 | FALSE | 0 | FALSE | 0 | FALSE | 0 | FALSE | 0 | FALSE | 0 | FALSE | 0 | FALSE | 0 | FALSE | 0 | TRUE | 1400 | FALSE | 0 | FALSE | 0 | FALSE | 0 | FALSE | 0 | FALSE | 0 | FALSE | 0 | FALSE | 0 | FALSE | 0 | FALSE | 0 | FALSE | 0 | FALSE | 0 | FALSE | 0 | FALSE | 0 | FALSE | 0 | FALSE | 0 | FALSE | 0 | FALSE | 0 | FALSE | 0 | FALSE | 0 | FALSE | 0
50 |  | 0 | 2749 | FALSE |  | FALSE |  | FALSE |  | FALSE |  | FALSE |  | FALSE |  | FALSE |  | FALSE |  | FALSE |  | FALSE |  | FALSE |  | FALSE |  | FALSE |  | FALSE |  | FALSE |  | FALSE |  | FALSE |  | FALSE |  | FALSE |  | FALSE |  | FALSE | 0 | FALSE | 0 | FALSE | 0 | FALSE | 0 | FALSE | 0 | FALSE | 0 | FALSE | 0 | FALSE | 0 | FALSE | 0 | FALSE | 0 | TRUE | 1400 | FALSE | 0 | FALSE | 0 | FALSE | 0 | FALSE | 0 | FALSE | 0 | FALSE | 0 | FALSE | 0 | FALSE | 0 | FALSE | 0 | FALSE | 0 | FALSE | 0 | FALSE | 0 | FALSE | 0 | FALSE | 0 | FALSE | 0 | FALSE | 0 | FALSE | 0 | FALSE | 0 | FALSE | 0 | FALSE | 0
50 |  | 0 | 2748 | FALSE |  | FALSE |  | FALSE |  | FALSE |  | FALSE |  | FALSE |  | FALSE |  | FALSE |  | FALSE |  | FALSE |  | FALSE |  | FALSE |  | FALSE |  | FALSE |  | FALSE |  | FALSE |  | FALSE |  | FALSE |  | FALSE |  | FALSE |  | FALSE | 0 | FALSE | 0 | FALSE | 0 | FALSE | 0 | FALSE | 0 | FALSE | 0 | FALSE | 0 | FALSE | 0 | FALSE | 0 | FALSE | 0 | TRUE | 1400 | FALSE | 0 | FALSE | 0 | FALSE | 0 | FALSE | 0 | FALSE | 0 | FALSE | 0 | FALSE | 0 | FALSE | 0 | FALSE | 0 | FALSE | 0 | FALSE | 0 | FALSE | 0 | FALSE | 0 | FALSE | 0 | FALSE | 0 | FALSE | 0 | FALSE | 0 | FALSE | 0 | FALSE | 0 | FALSE | 0
50 |  | 0 | 2747 | FALSE |  | FALSE |  | FALSE |  | FALSE |  | FALSE |  | FALSE |  | FALSE |  | FALSE |  | FALSE |  | FALSE |  | FALSE |  | FALSE |  | FALSE |  | FALSE |  | FALSE |  | FALSE |  | FALSE |  | FALSE |  | FALSE |  | FALSE |  | FALSE | 0 | FALSE | 0 | FALSE | 0 | FALSE | 0 | FALSE | 0 | FALSE | 0 | FALSE | 0 | FALSE | 0 | FALSE | 0 | FALSE | 0 | TRUE | 1400 | FALSE | 0 | FALSE | 0 | FALSE | 0 | FALSE | 0 | FALSE | 0 | FALSE | 0 | FALSE | 0 | FALSE | 0 | FALSE | 0 | FALSE | 0 | FALSE | 0 | FALSE | 0 | FALSE | 0 | FALSE | 0 | FALSE | 0 | FALSE | 0 | FALSE | 0 | FALSE | 0 | FALSE | 0 | FALSE | 0
50 |  | 0 | 2746 | FALSE |  | FALSE |  | FALSE |  | FALSE |  | FALSE |  | FALSE |  | FALSE |  | FALSE |  | FALSE |  | FALSE |  | FALSE |  | FALSE |  | FALSE |  | FALSE |  | FALSE |  | FALSE |  | FALSE |  | FALSE |  | FALSE |  | FALSE |  | FALSE | 0 | FALSE | 0 | FALSE | 0 | FALSE | 0 | FALSE | 0 | FALSE | 0 | FALSE | 0 | FALSE | 0 | FALSE | 0 | FALSE | 0 | TRUE | 1400 | FALSE | 0 | FALSE | 0 | FALSE | 0 | FALSE | 0 | FALSE | 0 | FALSE | 0 | FALSE | 0 | FALSE | 0 | FALSE | 0 | FALSE | 0 | FALSE | 0 | FALSE | 0 | FALSE | 0 | FALSE | 0 | FALSE | 0 | FALSE | 0 | FALSE | 0 | FALSE | 0 | FALSE | 0 | FALSE | 0
50 |  | 0 | 2745 | FALSE |  | FALSE |  | FALSE |  | FALSE |  | FALSE |  | FALSE |  | FALSE |  | FALSE |  | FALSE |  | FALSE |  | FALSE |  | FALSE |  | FALSE |  | FALSE |  | FALSE |  | FALSE |  | FALSE |  | FALSE |  | FALSE |  | FALSE |  | FALSE | 0 | FALSE | 0 | FALSE | 0 | FALSE | 0 | FALSE | 0 | FALSE | 0 | FALSE | 0 | FALSE | 0 | FALSE | 0 | FALSE | 0 | TRUE | 1400 | FALSE | 0 | FALSE | 0 | FALSE | 0 | FALSE | 0 | FALSE | 0 | FALSE | 0 | FALSE | 0 | FALSE | 0 | FALSE | 0 | FALSE | 0 | FALSE | 0 | FALSE | 0 | FALSE | 0 | FALSE | 0 | FALSE | 0 | FALSE | 0 | FALSE | 0 | FALSE | 0 | FALSE | 0 | FALSE | 0
50 |  | 0 | 2744 | FALSE |  | FALSE |  | FALSE |  | FALSE |  | FALSE |  | FALSE |  | FALSE |  | FALSE |  | FALSE |  | FALSE |  | FALSE |  | FALSE |  | FALSE |  | FALSE |  | FALSE |  | FALSE |  | FALSE |  | FALSE |  | FALSE |  | FALSE |  | FALSE | 0 | FALSE | 0 | FALSE | 0 | FALSE | 0 | FALSE | 0 | FALSE | 0 | FALSE | 0 | FALSE | 0 | FALSE | 0 | FALSE | 0 | TRUE | 1400 | FALSE | 0 | FALSE | 0 | FALSE | 0 | FALSE | 0 | FALSE | 0 | FALSE | 0 | FALSE | 0 | FALSE | 0 | FALSE | 0 | FALSE | 0 | FALSE | 0 | FALSE | 0 | FALSE | 0 | FALSE | 0 | FALSE | 0 | FALSE | 0 | FALSE | 0 | FALSE | 0 | FALSE | 0 | FALSE | 0
50 |  | 0 | 2743 | FALSE |  | FALSE |  | FALSE |  | FALSE |  | FALSE |  | FALSE |  | FALSE |  | FALSE |  | FALSE |  | FALSE |  | FALSE |  | FALSE |  | FALSE |  | FALSE |  | FALSE |  | FALSE |  | FALSE |  | FALSE |  | FALSE |  | FALSE |  | FALSE | 0 | FALSE | 0 | FALSE | 0 | FALSE | 0 | FALSE | 0 | FALSE | 0 | FALSE | 0 | FALSE | 0 | FALSE | 0 | FALSE | 0 | TRUE | 1400 | FALSE | 0 | FALSE | 0 | FALSE | 0 | FALSE | 0 | FALSE | 0 | FALSE | 0 | FALSE | 0 | FALSE | 0 | FALSE | 0 | FALSE | 0 | FALSE | 0 | FALSE | 0 | FALSE | 0 | FALSE | 0 | FALSE | 0 | FALSE | 0 | FALSE | 0 | FALSE | 0 | FALSE | 0 | FALSE | 0
50 |  | 0 | 2742 | FALSE |  | FALSE |  | FALSE |  | FALSE |  | FALSE |  | FALSE |  | FALSE |  | FALSE |  | FALSE |  | FALSE |  | FALSE |  | FALSE |  | FALSE |  | FALSE |  | FALSE |  | FALSE |  | FALSE |  | FALSE |  | FALSE |  | FALSE |  | FALSE | 0 | FALSE | 0 | FALSE | 0 | FALSE | 0 | FALSE | 0 | FALSE | 0 | FALSE | 0 | FALSE | 0 | FALSE | 0 | FALSE | 0 | TRUE | 1400 | FALSE | 0 | FALSE | 0 | FALSE | 0 | FALSE | 0 | FALSE | 0 | FALSE | 0 | FALSE | 0 | FALSE | 0 | FALSE | 0 | FALSE | 0 | FALSE | 0 | FALSE | 0 | FALSE | 0 | FALSE | 0 | FALSE | 0 | FALSE | 0 | FALSE | 0 | FALSE | 0 | FALSE | 0 | FALSE | 0
50 |  | 0 | 2741 | FALSE |  | FALSE |  | FALSE |  | FALSE |  | FALSE |  | FALSE |  | FALSE |  | FALSE |  | FALSE |  | FALSE |  | FALSE |  | FALSE |  | FALSE |  | FALSE |  | FALSE |  | FALSE |  | FALSE |  | FALSE |  | FALSE |  | FALSE |  | FALSE | 0 | FALSE | 0 | FALSE | 0 | FALSE | 0 | FALSE | 0 | FALSE | 0 | FALSE | 0 | FALSE | 0 | FALSE | 0 | FALSE | 0 | TRUE | 1400 | FALSE | 0 | FALSE | 0 | FALSE | 0 | FALSE | 0 | FALSE | 0 | FALSE | 0 | FALSE | 0 | FALSE | 0 | FALSE | 0 | FALSE | 0 | FALSE | 0 | FALSE | 0 | FALSE | 0 | FALSE | 0 | FALSE | 0 | FALSE | 0 | FALSE | 0 | FALSE | 0 | FALSE | 0 | FALSE | 0
50 |  | 0 | 2740 | FALSE |  | FALSE |  | FALSE |  | FALSE |  | FALSE |  | FALSE |  | FALSE |  | FALSE |  | FALSE |  | FALSE |  | FALSE |  | FALSE |  | FALSE |  | FALSE |  | FALSE |  | FALSE |  | FALSE |  | FALSE |  | FALSE |  | FALSE |  | FALSE | 0 | FALSE | 0 | FALSE | 0 | FALSE | 0 | FALSE | 0 | FALSE | 0 | FALSE | 0 | FALSE | 0 | FALSE | 0 | FALSE | 0 | TRUE | 1400 | FALSE | 0 | FALSE | 0 | FALSE | 0 | FALSE | 0 | FALSE | 0 | FALSE | 0 | FALSE | 0 | FALSE | 0 | FALSE | 0 | FALSE | 0 | FALSE | 0 | FALSE | 0 | FALSE | 0 | FALSE | 0 | FALSE | 0 | FALSE | 0 | FALSE | 0 | FALSE | 0 | FALSE | 0 | FALSE | 0
50 |  | 0 | 2739 | FALSE |  | FALSE |  | FALSE |  | FALSE |  | FALSE |  | FALSE |  | FALSE |  | FALSE |  | FALSE |  | FALSE |  | FALSE |  | FALSE |  | FALSE |  | FALSE |  | FALSE |  | FALSE |  | FALSE |  | FALSE |  | FALSE |  | FALSE |  | FALSE | 0 | FALSE | 0 | FALSE | 0 | FALSE | 0 | FALSE | 0 | FALSE | 0 | FALSE | 0 | FALSE | 0 | FALSE | 0 | FALSE | 0 | TRUE | 1400 | FALSE | 0 | FALSE | 0 | FALSE | 0 | FALSE | 0 | FALSE | 0 | FALSE | 0 | FALSE | 0 | FALSE | 0 | FALSE | 0 | FALSE | 0 | FALSE | 0 | FALSE | 0 | FALSE | 0 | FALSE | 0 | FALSE | 0 | FALSE | 0 | FALSE | 0 | FALSE | 0 | FALSE | 0 | FALSE | 0
50 |  | 0 | 2738 | FALSE |  | FALSE |  | FALSE |  | FALSE |  | FALSE |  | FALSE |  | FALSE |  | FALSE |  | FALSE |  | FALSE |  | FALSE |  | FALSE |  | FALSE |  | FALSE |  | FALSE |  | FALSE |  | FALSE |  | FALSE |  | FALSE |  | FALSE |  | FALSE | 0 | FALSE | 0 | FALSE | 0 | FALSE | 0 | FALSE | 0 | FALSE | 0 | FALSE | 0 | FALSE | 0 | FALSE | 0 | FALSE | 0 | TRUE | 1400 | FALSE | 0 | FALSE | 0 | FALSE | 0 | FALSE | 0 | FALSE | 0 | FALSE | 0 | FALSE | 0 | FALSE | 0 | FALSE | 0 | FALSE | 0 | FALSE | 0 | FALSE | 0 | FALSE | 0 | FALSE | 0 | FALSE | 0 | FALSE | 0 | FALSE | 0 | FALSE | 0 | FALSE | 0 | FALSE | 0
50 |  | 0 | 2737 | FALSE |  | FALSE |  | FALSE |  | FALSE |  | FALSE |  | FALSE |  | FALSE |  | FALSE |  | FALSE |  | FALSE |  | FALSE |  | FALSE |  | FALSE |  | FALSE |  | FALSE |  | FALSE |  | FALSE |  | FALSE |  | FALSE |  | FALSE |  | FALSE | 0 | FALSE | 0 | FALSE | 0 | FALSE | 0 | FALSE | 0 | FALSE | 0 | FALSE | 0 | FALSE | 0 | FALSE | 0 | FALSE | 0 | TRUE | 1400 | FALSE | 0 | FALSE | 0 | FALSE | 0 | FALSE | 0 | FALSE | 0 | FALSE | 0 | FALSE | 0 | FALSE | 0 | FALSE | 0 | FALSE | 0 | FALSE | 0 | FALSE | 0 | FALSE | 0 | FALSE | 0 | FALSE | 0 | FALSE | 0 | FALSE | 0 | FALSE | 0 | FALSE | 0 | FALSE | 0
50 |  | 0 | 2736 | FALSE |  | FALSE |  | FALSE |  | FALSE |  | FALSE |  | FALSE |  | FALSE |  | FALSE |  | FALSE |  | FALSE |  | FALSE |  | FALSE |  | FALSE |  | FALSE |  | FALSE |  | FALSE |  | FALSE |  | FALSE |  | FALSE |  | FALSE |  | FALSE | 0 | FALSE | 0 | FALSE | 0 | FALSE | 0 | FALSE | 0 | FALSE | 0 | FALSE | 0 | FALSE | 0 | FALSE | 0 | FALSE | 0 | TRUE | 1400 | FALSE | 0 | FALSE | 0 | FALSE | 0 | FALSE | 0 | FALSE | 0 | FALSE | 0 | FALSE | 0 | FALSE | 0 | FALSE | 0 | FALSE | 0 | FALSE | 0 | FALSE | 0 | FALSE | 0 | FALSE | 0 | FALSE | 0 | FALSE | 0 | FALSE | 0 | FALSE | 0 | FALSE | 0 | FALSE | 0
50 |  | 0 | 2735 | FALSE |  | FALSE |  | FALSE |  | FALSE |  | FALSE |  | FALSE |  | FALSE |  | FALSE |  | FALSE |  | FALSE |  | FALSE |  | FALSE |  | FALSE |  | FALSE |  | FALSE |  | FALSE |  | FALSE |  | FALSE |  | FALSE |  | FALSE |  | FALSE | 0 | FALSE | 0 | FALSE | 0 | FALSE | 0 | FALSE | 0 | FALSE | 0 | FALSE | 0 | FALSE | 0 | FALSE | 0 | FALSE | 0 | TRUE | 1400 | FALSE | 0 | FALSE | 0 | FALSE | 0 | FALSE | 0 | FALSE | 0 | FALSE | 0 | FALSE | 0 | FALSE | 0 | FALSE | 0 | FALSE | 0 | FALSE | 0 | FALSE | 0 | FALSE | 0 | FALSE | 0 | FALSE | 0 | FALSE | 0 | FALSE | 0 | FALSE | 0 | FALSE | 0 | FALSE | 0
50 |  | 0 | 2734 | FALSE |  | FALSE |  | FALSE |  | FALSE |  | FALSE |  | FALSE |  | FALSE |  | FALSE |  | FALSE |  | FALSE |  | FALSE |  | FALSE |  | FALSE |  | FALSE |  | FALSE |  | FALSE |  | FALSE |  | FALSE |  | FALSE |  | FALSE |  | FALSE | 0 | FALSE | 0 | FALSE | 0 | FALSE | 0 | FALSE | 0 | FALSE | 0 | FALSE | 0 | FALSE | 0 | FALSE | 0 | FALSE | 0 | TRUE | 1400 | FALSE | 0 | FALSE | 0 | FALSE | 0 | FALSE | 0 | FALSE | 0 | FALSE | 0 | FALSE | 0 | FALSE | 0 | FALSE | 0 | FALSE | 0 | FALSE | 0 | FALSE | 0 | FALSE | 0 | FALSE | 0 | FALSE | 0 | FALSE | 0 | FALSE | 0 | FALSE | 0 | FALSE | 0 | FALSE | 0
50 |  | 0 | 2733 | FALSE |  | FALSE |  | FALSE |  | FALSE |  | FALSE |  | FALSE |  | FALSE |  | FALSE |  | FALSE |  | FALSE |  | FALSE |  | FALSE |  | FALSE |  | FALSE |  | FALSE |  | FALSE |  | FALSE |  | FALSE |  | FALSE |  | FALSE |  | FALSE | 0 | FALSE | 0 | FALSE | 0 | FALSE | 0 | FALSE | 0 | FALSE | 0 | FALSE | 0 | FALSE | 0 | FALSE | 0 | FALSE | 0 | TRUE | 1400 | FALSE | 0 | FALSE | 0 | FALSE | 0 | FALSE | 0 | FALSE | 0 | FALSE | 0 | FALSE | 0 | FALSE | 0 | FALSE | 0 | FALSE | 0 | FALSE | 0 | FALSE | 0 | FALSE | 0 | FALSE | 0 | FALSE | 0 | FALSE | 0 | FALSE | 0 | FALSE | 0 | FALSE | 0 | FALSE | 0
50 |  | 0 | 2732 | FALSE |  | FALSE |  | FALSE |  | FALSE |  | FALSE |  | FALSE |  | FALSE |  | FALSE |  | FALSE |  | FALSE |  | FALSE |  | FALSE |  | FALSE |  | FALSE |  | FALSE |  | FALSE |  | FALSE |  | FALSE |  | FALSE |  | FALSE |  | FALSE | 0 | FALSE | 0 | FALSE | 0 | FALSE | 0 | FALSE | 0 | FALSE | 0 | FALSE | 0 | FALSE | 0 | FALSE | 0 | FALSE | 0 | TRUE | 1400 | FALSE | 0 | FALSE | 0 | FALSE | 0 | FALSE | 0 | FALSE | 0 | FALSE | 0 | FALSE | 0 | FALSE | 0 | FALSE | 0 | FALSE | 0 | FALSE | 0 | FALSE | 0 | FALSE | 0 | FALSE | 0 | FALSE | 0 | FALSE | 0 | FALSE | 0 | FALSE | 0 | FALSE | 0 | FALSE | 0
50 |  | 0 | 2731 | FALSE |  | FALSE |  | FALSE |  | FALSE |  | FALSE |  | FALSE |  | FALSE |  | FALSE |  | FALSE |  | FALSE |  | FALSE |  | FALSE |  | FALSE |  | FALSE |  | FALSE |  | FALSE |  | FALSE |  | FALSE |  | FALSE |  | FALSE |  | FALSE | 0 | FALSE | 0 | FALSE | 0 | FALSE | 0 | FALSE | 0 | FALSE | 0 | FALSE | 0 | FALSE | 0 | FALSE | 0 | FALSE | 0 | TRUE | 1400 | FALSE | 0 | FALSE | 0 | FALSE | 0 | FALSE | 0 | FALSE | 0 | FALSE | 0 | FALSE | 0 | FALSE | 0 | FALSE | 0 | FALSE | 0 | FALSE | 0 | FALSE | 0 | FALSE | 0 | FALSE | 0 | FALSE | 0 | FALSE | 0 | FALSE | 0 | FALSE | 0 | FALSE | 0 | FALSE | 0
50 |  | 0 | 2730 | FALSE |  | FALSE |  | FALSE |  | FALSE |  | FALSE |  | FALSE |  | FALSE |  | FALSE |  | FALSE |  | FALSE |  | FALSE |  | FALSE |  | FALSE |  | FALSE |  | FALSE |  | FALSE |  | FALSE |  | FALSE |  | FALSE |  | FALSE |  | FALSE | 0 | FALSE | 0 | FALSE | 0 | FALSE | 0 | FALSE | 0 | FALSE | 0 | FALSE | 0 | FALSE | 0 | FALSE | 0 | FALSE | 0 | TRUE | 1400 | FALSE | 0 | FALSE | 0 | FALSE | 0 | FALSE | 0 | FALSE | 0 | FALSE | 0 | FALSE | 0 | FALSE | 0 | FALSE | 0 | FALSE | 0 | FALSE | 0 | FALSE | 0 | FALSE | 0 | FALSE | 0 | FALSE | 0 | FALSE | 0 | FALSE | 0 | FALSE | 0 | FALSE | 0 | FALSE | 0
50 |  | 0 | 2729 | FALSE |  | FALSE |  | FALSE |  | FALSE |  | FALSE |  | FALSE |  | FALSE |  | FALSE |  | FALSE |  | FALSE |  | FALSE |  | FALSE |  | FALSE |  | FALSE |  | FALSE |  | FALSE |  | FALSE |  | FALSE |  | FALSE |  | FALSE |  | FALSE | 0 | FALSE | 0 | FALSE | 0 | FALSE | 0 | FALSE | 0 | FALSE | 0 | FALSE | 0 | FALSE | 0 | FALSE | 0 | FALSE | 0 | TRUE | 1400 | FALSE | 0 | FALSE | 0 | FALSE | 0 | FALSE | 0 | FALSE | 0 | FALSE | 0 | FALSE | 0 | FALSE | 0 | FALSE | 0 | FALSE | 0 | FALSE | 0 | FALSE | 0 | FALSE | 0 | FALSE | 0 | FALSE | 0 | FALSE | 0 | FALSE | 0 | FALSE | 0 | FALSE | 0 | FALSE | 0
50 |  | 0 | 2728 | FALSE |  | FALSE |  | FALSE |  | FALSE |  | FALSE |  | FALSE |  | FALSE |  | FALSE |  | FALSE |  | FALSE |  | FALSE |  | FALSE |  | FALSE |  | FALSE |  | FALSE |  | FALSE |  | FALSE |  | FALSE |  | FALSE |  | FALSE |  | FALSE | 0 | FALSE | 0 | FALSE | 0 | FALSE | 0 | FALSE | 0 | FALSE | 0 | FALSE | 0 | FALSE | 0 | FALSE | 0 | FALSE | 0 | TRUE | 1400 | FALSE | 0 | FALSE | 0 | FALSE | 0 | FALSE | 0 | FALSE | 0 | FALSE | 0 | FALSE | 0 | FALSE | 0 | FALSE | 0 | FALSE | 0 | FALSE | 0 | FALSE | 0 | FALSE | 0 | FALSE | 0 | FALSE | 0 | FALSE | 0 | FALSE | 0 | FALSE | 0 | FALSE | 0 | FALSE | 0
50 |  | 0 | 2727 | FALSE |  | FALSE |  | FALSE |  | FALSE |  | FALSE |  | FALSE |  | FALSE |  | FALSE |  | FALSE |  | FALSE |  | FALSE |  | FALSE |  | FALSE |  | FALSE |  | FALSE |  | FALSE |  | FALSE |  | FALSE |  | FALSE |  | FALSE |  | FALSE | 0 | FALSE | 0 | FALSE | 0 | FALSE | 0 | FALSE | 0 | FALSE | 0 | FALSE | 0 | FALSE | 0 | FALSE | 0 | FALSE | 0 | TRUE | 1400 | FALSE | 0 | FALSE | 0 | FALSE | 0 | FALSE | 0 | FALSE | 0 | FALSE | 0 | FALSE | 0 | FALSE | 0 | FALSE | 0 | FALSE | 0 | FALSE | 0 | FALSE | 0 | FALSE | 0 | FALSE | 0 | FALSE | 0 | FALSE | 0 | FALSE | 0 | FALSE | 0 | FALSE | 0 | FALSE | 0
50 |  | 0 | 2726 | FALSE |  | FALSE |  | FALSE |  | FALSE |  | FALSE |  | FALSE |  | FALSE |  | FALSE |  | FALSE |  | FALSE |  | FALSE |  | FALSE |  | FALSE |  | FALSE |  | FALSE |  | FALSE |  | FALSE |  | FALSE |  | FALSE |  | FALSE |  | FALSE | 0 | FALSE | 0 | FALSE | 0 | FALSE | 0 | FALSE | 0 | FALSE | 0 | FALSE | 0 | FALSE | 0 | FALSE | 0 | FALSE | 0 | TRUE | 1400 | FALSE | 0 | FALSE | 0 | FALSE | 0 | FALSE | 0 | FALSE | 0 | FALSE | 0 | FALSE | 0 | FALSE | 0 | FALSE | 0 | FALSE | 0 | FALSE | 0 | FALSE | 0 | FALSE | 0 | FALSE | 0 | FALSE | 0 | FALSE | 0 | FALSE | 0 | FALSE | 0 | FALSE | 0 | FALSE | 0
50 |  | 0 | 2725 | FALSE |  | FALSE |  | FALSE |  | FALSE |  | FALSE |  | FALSE |  | FALSE |  | FALSE |  | FALSE |  | FALSE |  | FALSE |  | FALSE |  | FALSE |  | FALSE |  | FALSE |  | FALSE |  | FALSE |  | FALSE |  | FALSE |  | FALSE |  | FALSE | 0 | FALSE | 0 | FALSE | 0 | FALSE | 0 | FALSE | 0 | FALSE | 0 | FALSE | 0 | FALSE | 0 | FALSE | 0 | FALSE | 0 | TRUE | 1400 | FALSE | 0 | FALSE | 0 | FALSE | 0 | FALSE | 0 | FALSE | 0 | FALSE | 0 | FALSE | 0 | FALSE | 0 | FALSE | 0 | FALSE | 0 | FALSE | 0 | FALSE | 0 | FALSE | 0 | FALSE | 0 | FALSE | 0 | FALSE | 0 | FALSE | 0 | FALSE | 0 | FALSE | 0 | FALSE | 0
50 |  | 0 | 2724 | FALSE |  | FALSE |  | FALSE |  | FALSE |  | FALSE |  | FALSE |  | FALSE |  | FALSE |  | FALSE |  | FALSE |  | FALSE |  | FALSE |  | FALSE |  | FALSE |  | FALSE |  | FALSE |  | FALSE |  | FALSE |  | FALSE |  | FALSE |  | FALSE | 0 | FALSE | 0 | FALSE | 0 | FALSE | 0 | FALSE | 0 | FALSE | 0 | FALSE | 0 | FALSE | 0 | FALSE | 0 | FALSE | 0 | TRUE | 1400 | FALSE | 0 | FALSE | 0 | FALSE | 0 | FALSE | 0 | FALSE | 0 | FALSE | 0 | FALSE | 0 | FALSE | 0 | FALSE | 0 | FALSE | 0 | FALSE | 0 | FALSE | 0 | FALSE | 0 | FALSE | 0 | FALSE | 0 | FALSE | 0 | FALSE | 0 | FALSE | 0 | FALSE | 0 | FALSE | 0
50 |  | 0 | 2723 | FALSE |  | FALSE |  | FALSE |  | FALSE |  | FALSE |  | FALSE |  | FALSE |  | FALSE |  | FALSE |  | FALSE |  | FALSE |  | FALSE |  | FALSE |  | FALSE |  | FALSE |  | FALSE |  | FALSE |  | FALSE |  | FALSE |  | FALSE |  | FALSE | 0 | FALSE | 0 | FALSE | 0 | FALSE | 0 | FALSE | 0 | FALSE | 0 | FALSE | 0 | FALSE | 0 | FALSE | 0 | FALSE | 0 | TRUE | 1400 | FALSE | 0 | FALSE | 0 | FALSE | 0 | FALSE | 0 | FALSE | 0 | FALSE | 0 | FALSE | 0 | FALSE | 0 | FALSE | 0 | FALSE | 0 | FALSE | 0 | FALSE | 0 | FALSE | 0 | FALSE | 0 | FALSE | 0 | FALSE | 0 | FALSE | 0 | FALSE | 0 | FALSE | 0 | FALSE | 0
50 |  | 0 | 2722 | FALSE |  | FALSE |  | FALSE |  | FALSE |  | FALSE |  | FALSE |  | FALSE |  | FALSE |  | FALSE |  | FALSE |  | FALSE |  | FALSE |  | FALSE |  | FALSE |  | FALSE |  | FALSE |  | FALSE |  | FALSE |  | FALSE |  | FALSE |  | FALSE | 0 | FALSE | 0 | FALSE | 0 | FALSE | 0 | FALSE | 0 | FALSE | 0 | FALSE | 0 | FALSE | 0 | FALSE | 0 | FALSE | 0 | TRUE | 1400 | FALSE | 0 | FALSE | 0 | FALSE | 0 | FALSE | 0 | FALSE | 0 | FALSE | 0 | FALSE | 0 | FALSE | 0 | FALSE | 0 | FALSE | 0 | FALSE | 0 | FALSE | 0 | FALSE | 0 | FALSE | 0 | FALSE | 0 | FALSE | 0 | FALSE | 0 | FALSE | 0 | FALSE | 0 | FALSE | 0
50 |  | 0 | 2721 | FALSE |  | FALSE |  | FALSE |  | FALSE |  | FALSE |  | FALSE |  | FALSE |  | FALSE |  | FALSE |  | FALSE |  | FALSE |  | FALSE |  | FALSE |  | FALSE |  | FALSE |  | FALSE |  | FALSE |  | FALSE |  | FALSE |  | FALSE | 0 | FALSE | 0 | FALSE | 0 | FALSE | 0 | FALSE | 0 | FALSE | 0 | FALSE | 0 | FALSE | 0 | FALSE | 0 | FALSE | 0 | FALSE | 0 | TRUE | 1400 | FALSE | 0 | FALSE | 0 | FALSE | 0 | FALSE | 0 | FALSE | 0 | FALSE | 0 | FALSE | 0 | FALSE | 0 | FALSE | 0 | FALSE | 0 | FALSE | 0 | FALSE | 0 | FALSE | 0 | FALSE | 0 | FALSE | 0 | FALSE | 0 | FALSE | 0 | FALSE | 0 | FALSE | 0 | FALSE | 0
50 |  | 0 | 2720 | FALSE |  | FALSE |  | FALSE |  | FALSE |  | FALSE |  | FALSE |  | FALSE |  | FALSE |  | FALSE |  | FALSE |  | FALSE |  | FALSE |  | FALSE |  | FALSE |  | FALSE |  | FALSE |  | FALSE |  | FALSE |  | FALSE |  | FALSE | 0 | FALSE | 0 | FALSE | 0 | FALSE | 0 | FALSE | 0 | FALSE | 0 | FALSE | 0 | FALSE | 0 | FALSE | 0 | FALSE | 0 | FALSE | 0 | TRUE | 1400 | FALSE | 0 | FALSE | 0 | FALSE | 0 | FALSE | 0 | FALSE | 0 | FALSE | 0 | FALSE | 0 | FALSE | 0 | FALSE | 0 | FALSE | 0 | FALSE | 0 | FALSE | 0 | FALSE | 0 | FALSE | 0 | FALSE | 0 | FALSE | 0 | FALSE | 0 | FALSE | 0 | FALSE | 0 | FALSE | 0
50 |  | 0 | 2719 | FALSE |  | FALSE |  | FALSE |  | FALSE |  | FALSE |  | FALSE |  | FALSE |  | FALSE |  | FALSE |  | FALSE |  | FALSE |  | FALSE |  | FALSE |  | FALSE |  | FALSE |  | FALSE |  | FALSE |  | FALSE |  | FALSE |  | FALSE | 0 | FALSE | 0 | FALSE | 0 | FALSE | 0 | FALSE | 0 | FALSE | 0 | FALSE | 0 | FALSE | 0 | FALSE | 0 | FALSE | 0 | FALSE | 0 | TRUE | 1400 | FALSE | 0 | FALSE | 0 | FALSE | 0 | FALSE | 0 | FALSE | 0 | FALSE | 0 | FALSE | 0 | FALSE | 0 | FALSE | 0 | FALSE | 0 | FALSE | 0 | FALSE | 0 | FALSE | 0 | FALSE | 0 | FALSE | 0 | FALSE | 0 | FALSE | 0 | FALSE | 0 | FALSE | 0 | FALSE | 0
50 |  | 0 | 2718 | FALSE |  | FALSE |  | FALSE |  | FALSE |  | FALSE |  | FALSE |  | FALSE |  | FALSE |  | FALSE |  | FALSE |  | FALSE |  | FALSE |  | FALSE |  | FALSE |  | FALSE |  | FALSE |  | FALSE |  | FALSE |  | FALSE |  | FALSE | 0 | FALSE | 0 | FALSE | 0 | FALSE | 0 | FALSE | 0 | FALSE | 0 | FALSE | 0 | FALSE | 0 | FALSE | 0 | FALSE | 0 | FALSE | 0 | TRUE | 1400 | FALSE | 0 | FALSE | 0 | FALSE | 0 | FALSE | 0 | FALSE | 0 | FALSE | 0 | FALSE | 0 | FALSE | 0 | FALSE | 0 | FALSE | 0 | FALSE | 0 | FALSE | 0 | FALSE | 0 | FALSE | 0 | FALSE | 0 | FALSE | 0 | FALSE | 0 | FALSE | 0 | FALSE | 0 | FALSE | 0
50 |  | 0 | 2717 | FALSE |  | FALSE |  | FALSE |  | FALSE |  | FALSE |  | FALSE |  | FALSE |  | FALSE |  | FALSE |  | FALSE |  | FALSE |  | FALSE |  | FALSE |  | FALSE |  | FALSE |  | FALSE |  | FALSE |  | FALSE |  | FALSE |  | FALSE | 0 | FALSE | 0 | FALSE | 0 | FALSE | 0 | FALSE | 0 | FALSE | 0 | FALSE | 0 | FALSE | 0 | FALSE | 0 | FALSE | 0 | FALSE | 0 | TRUE | 1400 | FALSE | 0 | FALSE | 0 | FALSE | 0 | FALSE | 0 | FALSE | 0 | FALSE | 0 | FALSE | 0 | FALSE | 0 | FALSE | 0 | FALSE | 0 | FALSE | 0 | FALSE | 0 | FALSE | 0 | FALSE | 0 | FALSE | 0 | FALSE | 0 | FALSE | 0 | FALSE | 0 | FALSE | 0 | FALSE | 0
50 |  | 0 | 2716 | FALSE |  | FALSE |  | FALSE |  | FALSE |  | FALSE |  | FALSE |  | FALSE |  | FALSE |  | FALSE |  | FALSE |  | FALSE |  | FALSE |  | FALSE |  | FALSE |  | FALSE |  | FALSE |  | FALSE |  | FALSE |  | FALSE |  | FALSE | 0 | FALSE | 0 | FALSE | 0 | FALSE | 0 | FALSE | 0 | FALSE | 0 | FALSE | 0 | FALSE | 0 | FALSE | 0 | FALSE | 0 | FALSE | 0 | TRUE | 1400 | FALSE | 0 | FALSE | 0 | FALSE | 0 | FALSE | 0 | FALSE | 0 | FALSE | 0 | FALSE | 0 | FALSE | 0 | FALSE | 0 | FALSE | 0 | FALSE | 0 | FALSE | 0 | FALSE | 0 | FALSE | 0 | FALSE | 0 | FALSE | 0 | FALSE | 0 | FALSE | 0 | FALSE | 0 | FALSE | 0
50 |  | 0 | 2715 | FALSE |  | FALSE |  | FALSE |  | FALSE |  | FALSE |  | FALSE |  | FALSE |  | FALSE |  | FALSE |  | FALSE |  | FALSE |  | FALSE |  | FALSE |  | FALSE |  | FALSE |  | FALSE |  | FALSE |  | FALSE |  | FALSE |  | FALSE | 0 | FALSE | 0 | FALSE | 0 | FALSE | 0 | FALSE | 0 | FALSE | 0 | FALSE | 0 | FALSE | 0 | FALSE | 0 | FALSE | 0 | FALSE | 0 | TRUE | 1400 | FALSE | 0 | FALSE | 0 | FALSE | 0 | FALSE | 0 | FALSE | 0 | FALSE | 0 | FALSE | 0 | FALSE | 0 | FALSE | 0 | FALSE | 0 | FALSE | 0 | FALSE | 0 | FALSE | 0 | FALSE | 0 | FALSE | 0 | FALSE | 0 | FALSE | 0 | FALSE | 0 | FALSE | 0 | FALSE | 0
50 |  | 0 | 2714 | FALSE |  | FALSE |  | FALSE |  | FALSE |  | FALSE |  | FALSE |  | FALSE |  | FALSE |  | FALSE |  | FALSE |  | FALSE |  | FALSE |  | FALSE |  | FALSE |  | FALSE |  | FALSE |  | FALSE |  | FALSE |  | FALSE |  | FALSE | 0 | FALSE | 0 | FALSE | 0 | FALSE | 0 | FALSE | 0 | FALSE | 0 | FALSE | 0 | FALSE | 0 | FALSE | 0 | FALSE | 0 | FALSE | 0 | TRUE | 1400 | FALSE | 0 | FALSE | 0 | FALSE | 0 | FALSE | 0 | FALSE | 0 | FALSE | 0 | FALSE | 0 | FALSE | 0 | FALSE | 0 | FALSE | 0 | FALSE | 0 | FALSE | 0 | FALSE | 0 | FALSE | 0 | FALSE | 0 | FALSE | 0 | FALSE | 0 | FALSE | 0 | FALSE | 0 | FALSE | 0
50 |  | 0 | 2713 | FALSE |  | FALSE |  | FALSE |  | FALSE |  | FALSE |  | FALSE |  | FALSE |  | FALSE |  | FALSE |  | FALSE |  | FALSE |  | FALSE |  | FALSE |  | FALSE |  | FALSE |  | FALSE |  | FALSE |  | FALSE |  | FALSE |  | FALSE | 0 | FALSE | 0 | FALSE | 0 | FALSE | 0 | FALSE | 0 | FALSE | 0 | FALSE | 0 | FALSE | 0 | FALSE | 0 | FALSE | 0 | FALSE | 0 | TRUE | 1400 | FALSE | 0 | FALSE | 0 | FALSE | 0 | FALSE | 0 | FALSE | 0 | FALSE | 0 | FALSE | 0 | FALSE | 0 | FALSE | 0 | FALSE | 0 | FALSE | 0 | FALSE | 0 | FALSE | 0 | FALSE | 0 | FALSE | 0 | FALSE | 0 | FALSE | 0 | FALSE | 0 | FALSE | 0 | FALSE | 0
50 |  | 0 | 2712 | FALSE |  | FALSE |  | FALSE |  | FALSE |  | FALSE |  | FALSE |  | FALSE |  | FALSE |  | FALSE |  | FALSE |  | FALSE |  | FALSE |  | FALSE |  | FALSE |  | FALSE |  | FALSE |  | FALSE |  | FALSE |  | FALSE |  | FALSE | 0 | FALSE | 0 | FALSE | 0 | FALSE | 0 | FALSE | 0 | FALSE | 0 | FALSE | 0 | FALSE | 0 | FALSE | 0 | FALSE | 0 | FALSE | 0 | TRUE | 1400 | FALSE | 0 | FALSE | 0 | FALSE | 0 | FALSE | 0 | FALSE | 0 | FALSE | 0 | FALSE | 0 | FALSE | 0 | FALSE | 0 | FALSE | 0 | FALSE | 0 | FALSE | 0 | FALSE | 0 | FALSE | 0 | FALSE | 0 | FALSE | 0 | FALSE | 0 | FALSE | 0 | FALSE | 0 | FALSE | 0
50 |  | 0 | 2711 | FALSE |  | FALSE |  | FALSE |  | FALSE |  | FALSE |  | FALSE |  | FALSE |  | FALSE |  | FALSE |  | FALSE |  | FALSE |  | FALSE |  | FALSE |  | FALSE |  | FALSE |  | FALSE |  | FALSE |  | FALSE |  | FALSE |  | FALSE | 0 | FALSE | 0 | FALSE | 0 | FALSE | 0 | FALSE | 0 | FALSE | 0 | FALSE | 0 | FALSE | 0 | FALSE | 0 | FALSE | 0 | FALSE | 0 | TRUE | 1400 | FALSE | 0 | FALSE | 0 | FALSE | 0 | FALSE | 0 | FALSE | 0 | FALSE | 0 | FALSE | 0 | FALSE | 0 | FALSE | 0 | FALSE | 0 | FALSE | 0 | FALSE | 0 | FALSE | 0 | FALSE | 0 | FALSE | 0 | FALSE | 0 | FALSE | 0 | FALSE | 0 | FALSE | 0 | FALSE | 0
50 |  | 0 | 2710 | FALSE |  | FALSE |  | FALSE |  | FALSE |  | FALSE |  | FALSE |  | FALSE |  | FALSE |  | FALSE |  | FALSE |  | FALSE |  | FALSE |  | FALSE |  | FALSE |  | FALSE |  | FALSE |  | FALSE |  | FALSE |  | FALSE |  | FALSE | 0 | FALSE | 0 | FALSE | 0 | FALSE | 0 | FALSE | 0 | FALSE | 0 | FALSE | 0 | FALSE | 0 | FALSE | 0 | FALSE | 0 | FALSE | 0 | TRUE | 1400 | FALSE | 0 | FALSE | 0 | FALSE | 0 | FALSE | 0 | FALSE | 0 | FALSE | 0 | FALSE | 0 | FALSE | 0 | FALSE | 0 | FALSE | 0 | FALSE | 0 | FALSE | 0 | FALSE | 0 | FALSE | 0 | FALSE | 0 | FALSE | 0 | FALSE | 0 | FALSE | 0 | FALSE | 0 | FALSE | 0
50 |  | 0 | 2709 | FALSE |  | FALSE |  | FALSE |  | FALSE |  | FALSE |  | FALSE |  | FALSE |  | FALSE |  | FALSE |  | FALSE |  | FALSE |  | FALSE |  | FALSE |  | FALSE |  | FALSE |  | FALSE |  | FALSE |  | FALSE |  | FALSE |  | FALSE | 0 | FALSE | 0 | FALSE | 0 | FALSE | 0 | FALSE | 0 | FALSE | 0 | FALSE | 0 | FALSE | 0 | FALSE | 0 | FALSE | 0 | FALSE | 0 | TRUE | 1400 | FALSE | 0 | FALSE | 0 | FALSE | 0 | FALSE | 0 | FALSE | 0 | FALSE | 0 | FALSE | 0 | FALSE | 0 | FALSE | 0 | FALSE | 0 | FALSE | 0 | FALSE | 0 | FALSE | 0 | FALSE | 0 | FALSE | 0 | FALSE | 0 | FALSE | 0 | FALSE | 0 | FALSE | 0 | FALSE | 0
50 |  | 0 | 2708 | FALSE |  | FALSE |  | FALSE |  | FALSE |  | FALSE |  | FALSE |  | FALSE |  | FALSE |  | FALSE |  | FALSE |  | FALSE |  | FALSE |  | FALSE |  | FALSE |  | FALSE |  | FALSE |  | FALSE |  | FALSE |  | FALSE |  | FALSE | 0 | FALSE | 0 | FALSE | 0 | FALSE | 0 | FALSE | 0 | FALSE | 0 | FALSE | 0 | FALSE | 0 | FALSE | 0 | FALSE | 0 | FALSE | 0 | TRUE | 1400 | FALSE | 0 | FALSE | 0 | FALSE | 0 | FALSE | 0 | FALSE | 0 | FALSE | 0 | FALSE | 0 | FALSE | 0 | FALSE | 0 | FALSE | 0 | FALSE | 0 | FALSE | 0 | FALSE | 0 | FALSE | 0 | FALSE | 0 | FALSE | 0 | FALSE | 0 | FALSE | 0 | FALSE | 0 | FALSE | 0
50 |  | 0 | 2707 | FALSE |  | FALSE |  | FALSE |  | FALSE |  | FALSE |  | FALSE |  | FALSE |  | FALSE |  | FALSE |  | FALSE |  | FALSE |  | FALSE |  | FALSE |  | FALSE |  | FALSE |  | FALSE |  | FALSE |  | FALSE |  | FALSE |  | FALSE | 0 | FALSE | 0 | FALSE | 0 | FALSE | 0 | FALSE | 0 | FALSE | 0 | FALSE | 0 | FALSE | 0 | FALSE | 0 | FALSE | 0 | FALSE | 0 | TRUE | 1400 | FALSE | 0 | FALSE | 0 | FALSE | 0 | FALSE | 0 | FALSE | 0 | FALSE | 0 | FALSE | 0 | FALSE | 0 | FALSE | 0 | FALSE | 0 | FALSE | 0 | FALSE | 0 | FALSE | 0 | FALSE | 0 | FALSE | 0 | FALSE | 0 | FALSE | 0 | FALSE | 0 | FALSE | 0 | FALSE | 0
50 |  | 0 | 2706 | FALSE |  | FALSE |  | FALSE |  | FALSE |  | FALSE |  | FALSE |  | FALSE |  | FALSE |  | FALSE |  | FALSE |  | FALSE |  | FALSE |  | FALSE |  | FALSE |  | FALSE |  | FALSE |  | FALSE |  | FALSE |  | FALSE |  | FALSE | 0 | FALSE | 0 | FALSE | 0 | FALSE | 0 | FALSE | 0 | FALSE | 0 | FALSE | 0 | FALSE | 0 | FALSE | 0 | FALSE | 0 | FALSE | 0 | TRUE | 1400 | FALSE | 0 | FALSE | 0 | FALSE | 0 | FALSE | 0 | FALSE | 0 | FALSE | 0 | FALSE | 0 | FALSE | 0 | FALSE | 0 | FALSE | 0 | FALSE | 0 | FALSE | 0 | FALSE | 0 | FALSE | 0 | FALSE | 0 | FALSE | 0 | FALSE | 0 | FALSE | 0 | FALSE | 0 | FALSE | 0
50 |  | 0 | 2705 | FALSE |  | FALSE |  | FALSE |  | FALSE |  | FALSE |  | FALSE |  | FALSE |  | FALSE |  | FALSE |  | FALSE |  | FALSE |  | FALSE |  | FALSE |  | FALSE |  | FALSE |  | FALSE |  | FALSE |  | FALSE |  | FALSE |  | FALSE | 0 | FALSE | 0 | FALSE | 0 | FALSE | 0 | FALSE | 0 | FALSE | 0 | FALSE | 0 | FALSE | 0 | FALSE | 0 | FALSE | 0 | FALSE | 0 | TRUE | 1400 | FALSE | 0 | FALSE | 0 | FALSE | 0 | FALSE | 0 | FALSE | 0 | FALSE | 0 | FALSE | 0 | FALSE | 0 | FALSE | 0 | FALSE | 0 | FALSE | 0 | FALSE | 0 | FALSE | 0 | FALSE | 0 | FALSE | 0 | FALSE | 0 | FALSE | 0 | FALSE | 0 | FALSE | 0 | FALSE | 0
50 |  | 0 | 2704 | FALSE |  | FALSE |  | FALSE |  | FALSE |  | FALSE |  | FALSE |  | FALSE |  | FALSE |  | FALSE |  | FALSE |  | FALSE |  | FALSE |  | FALSE |  | FALSE |  | FALSE |  | FALSE |  | FALSE |  | FALSE |  | FALSE |  | FALSE | 0 | FALSE | 0 | FALSE | 0 | FALSE | 0 | FALSE | 0 | FALSE | 0 | FALSE | 0 | FALSE | 0 | FALSE | 0 | FALSE | 0 | FALSE | 0 | TRUE | 1400 | FALSE | 0 | FALSE | 0 | FALSE | 0 | FALSE | 0 | FALSE | 0 | FALSE | 0 | FALSE | 0 | FALSE | 0 | FALSE | 0 | FALSE | 0 | FALSE | 0 | FALSE | 0 | FALSE | 0 | FALSE | 0 | FALSE | 0 | FALSE | 0 | FALSE | 0 | FALSE | 0 | FALSE | 0 | FALSE | 0
50 |  | 0 | 2703 | FALSE |  | FALSE |  | FALSE |  | FALSE |  | FALSE |  | FALSE |  | FALSE |  | FALSE |  | FALSE |  | FALSE |  | FALSE |  | FALSE |  | FALSE |  | FALSE |  | FALSE |  | FALSE |  | FALSE |  | FALSE |  | FALSE |  | FALSE | 0 | FALSE | 0 | FALSE | 0 | FALSE | 0 | FALSE | 0 | FALSE | 0 | FALSE | 0 | FALSE | 0 | FALSE | 0 | FALSE | 0 | FALSE | 0 | TRUE | 1400 | FALSE | 0 | FALSE | 0 | FALSE | 0 | FALSE | 0 | FALSE | 0 | FALSE | 0 | FALSE | 0 | FALSE | 0 | FALSE | 0 | FALSE | 0 | FALSE | 0 | FALSE | 0 | FALSE | 0 | FALSE | 0 | FALSE | 0 | FALSE | 0 | FALSE | 0 | FALSE | 0 | FALSE | 0 | FALSE | 0
50 |  | 0 | 2702 | FALSE |  | FALSE |  | FALSE |  | FALSE |  | FALSE |  | FALSE |  | FALSE |  | FALSE |  | FALSE |  | FALSE |  | FALSE |  | FALSE |  | FALSE |  | FALSE |  | FALSE |  | FALSE |  | FALSE |  | FALSE |  | FALSE |  | FALSE | 0 | FALSE | 0 | FALSE | 0 | FALSE | 0 | FALSE | 0 | FALSE | 0 | FALSE | 0 | FALSE | 0 | FALSE | 0 | FALSE | 0 | FALSE | 0 | TRUE | 1400 | FALSE | 0 | FALSE | 0 | FALSE | 0 | FALSE | 0 | FALSE | 0 | FALSE | 0 | FALSE | 0 | FALSE | 0 | FALSE | 0 | FALSE | 0 | FALSE | 0 | FALSE | 0 | FALSE | 0 | FALSE | 0 | FALSE | 0 | FALSE | 0 | FALSE | 0 | FALSE | 0 | FALSE | 0 | FALSE | 0
50 |  | 0 | 2701 | FALSE |  | FALSE |  | FALSE |  | FALSE |  | FALSE |  | FALSE |  | FALSE |  | FALSE |  | FALSE |  | FALSE |  | FALSE |  | FALSE |  | FALSE |  | FALSE |  | FALSE |  | FALSE |  | FALSE |  | FALSE |  | FALSE |  | FALSE | 0 | FALSE | 0 | FALSE | 0 | FALSE | 0 | FALSE | 0 | FALSE | 0 | FALSE | 0 | FALSE | 0 | FALSE | 0 | FALSE | 0 | FALSE | 0 | TRUE | 1400 | FALSE | 0 | FALSE | 0 | FALSE | 0 | FALSE | 0 | FALSE | 0 | FALSE | 0 | FALSE | 0 | FALSE | 0 | FALSE | 0 | FALSE | 0 | FALSE | 0 | FALSE | 0 | FALSE | 0 | FALSE | 0 | FALSE | 0 | FALSE | 0 | FALSE | 0 | FALSE | 0 | FALSE | 0 | FALSE | 0
50 |  | 0 | 2700 | FALSE |  | FALSE |  | FALSE |  | FALSE |  | FALSE |  | FALSE |  | FALSE |  | FALSE |  | FALSE |  | FALSE |  | FALSE |  | FALSE |  | FALSE |  | FALSE |  | FALSE |  | FALSE |  | FALSE |  | FALSE |  | FALSE |  | FALSE | 0 | FALSE | 0 | FALSE | 0 | FALSE | 0 | FALSE | 0 | FALSE | 0 | FALSE | 0 | FALSE | 0 | FALSE | 0 | FALSE | 0 | FALSE | 0 | TRUE | 1400 | FALSE | 0 | FALSE | 0 | FALSE | 0 | FALSE | 0 | FALSE | 0 | FALSE | 0 | FALSE | 0 | FALSE | 0 | FALSE | 0 | FALSE | 0 | FALSE | 0 | FALSE | 0 | FALSE | 0 | FALSE | 0 | FALSE | 0 | FALSE | 0 | FALSE | 0 | FALSE | 0 | FALSE | 0 | FALSE | 0
50 |  | 0 | 2699 | FALSE |  | FALSE |  | FALSE |  | FALSE |  | FALSE |  | FALSE |  | FALSE |  | FALSE |  | FALSE |  | FALSE |  | FALSE |  | FALSE |  | FALSE |  | FALSE |  | FALSE |  | FALSE |  | FALSE |  | FALSE |  | FALSE |  | FALSE | 0 | FALSE | 0 | FALSE | 0 | FALSE | 0 | FALSE | 0 | FALSE | 0 | FALSE | 0 | FALSE | 0 | FALSE | 0 | FALSE | 0 | FALSE | 0 | TRUE | 1400 | FALSE | 0 | FALSE | 0 | FALSE | 0 | FALSE | 0 | FALSE | 0 | FALSE | 0 | FALSE | 0 | FALSE | 0 | FALSE | 0 | FALSE | 0 | FALSE | 0 | FALSE | 0 | FALSE | 0 | FALSE | 0 | FALSE | 0 | FALSE | 0 | FALSE | 0 | FALSE | 0 | FALSE | 0 | FALSE | 0
50 |  | 0 | 2698 | FALSE |  | FALSE |  | FALSE |  | FALSE |  | FALSE |  | FALSE |  | FALSE |  | FALSE |  | FALSE |  | FALSE |  | FALSE |  | FALSE |  | FALSE |  | FALSE |  | FALSE |  | FALSE |  | FALSE |  | FALSE |  | FALSE |  | FALSE | 0 | FALSE | 0 | FALSE | 0 | FALSE | 0 | FALSE | 0 | FALSE | 0 | FALSE | 0 | FALSE | 0 | FALSE | 0 | FALSE | 0 | FALSE | 0 | TRUE | 1400 | FALSE | 0 | FALSE | 0 | FALSE | 0 | FALSE | 0 | FALSE | 0 | FALSE | 0 | FALSE | 0 | FALSE | 0 | FALSE | 0 | FALSE | 0 | FALSE | 0 | FALSE | 0 | FALSE | 0 | FALSE | 0 | FALSE | 0 | FALSE | 0 | FALSE | 0 | FALSE | 0 | FALSE | 0 | FALSE | 0
50 |  | 0 | 2697 | FALSE |  | FALSE |  | FALSE |  | FALSE |  | FALSE |  | FALSE |  | FALSE |  | FALSE |  | FALSE |  | FALSE |  | FALSE |  | FALSE |  | FALSE |  | FALSE |  | FALSE |  | FALSE |  | FALSE |  | FALSE |  | FALSE |  | FALSE | 0 | FALSE | 0 | FALSE | 0 | FALSE | 0 | FALSE | 0 | FALSE | 0 | FALSE | 0 | FALSE | 0 | FALSE | 0 | FALSE | 0 | FALSE | 0 | TRUE | 1400 | FALSE | 0 | FALSE | 0 | FALSE | 0 | FALSE | 0 | FALSE | 0 | FALSE | 0 | FALSE | 0 | FALSE | 0 | FALSE | 0 | FALSE | 0 | FALSE | 0 | FALSE | 0 | FALSE | 0 | FALSE | 0 | FALSE | 0 | FALSE | 0 | FALSE | 0 | FALSE | 0 | FALSE | 0 | FALSE | 0
50 |  | 0 | 2696 | FALSE |  | FALSE |  | FALSE |  | FALSE |  | FALSE |  | FALSE |  | FALSE |  | FALSE |  | FALSE |  | FALSE |  | FALSE |  | FALSE |  | FALSE |  | FALSE |  | FALSE |  | FALSE |  | FALSE |  | FALSE |  | FALSE |  | FALSE | 0 | FALSE | 0 | FALSE | 0 | FALSE | 0 | FALSE | 0 | FALSE | 0 | FALSE | 0 | FALSE | 0 | FALSE | 0 | FALSE | 0 | FALSE | 0 | TRUE | 1400 | FALSE | 0 | FALSE | 0 | FALSE | 0 | FALSE | 0 | FALSE | 0 | FALSE | 0 | FALSE | 0 | FALSE | 0 | FALSE | 0 | FALSE | 0 | FALSE | 0 | FALSE | 0 | FALSE | 0 | FALSE | 0 | FALSE | 0 | FALSE | 0 | FALSE | 0 | FALSE | 0 | FALSE | 0 | FALSE | 0
50 |  | 0 | 2695 | FALSE |  | FALSE |  | FALSE |  | FALSE |  | FALSE |  | FALSE |  | FALSE |  | FALSE |  | FALSE |  | FALSE |  | FALSE |  | FALSE |  | FALSE |  | FALSE |  | FALSE |  | FALSE |  | FALSE |  | FALSE |  | FALSE |  | FALSE | 0 | FALSE | 0 | FALSE | 0 | FALSE | 0 | FALSE | 0 | FALSE | 0 | FALSE | 0 | FALSE | 0 | FALSE | 0 | FALSE | 0 | FALSE | 0 | TRUE | 1400 | FALSE | 0 | FALSE | 0 | FALSE | 0 | FALSE | 0 | FALSE | 0 | FALSE | 0 | FALSE | 0 | FALSE | 0 | FALSE | 0 | FALSE | 0 | FALSE | 0 | FALSE | 0 | FALSE | 0 | FALSE | 0 | FALSE | 0 | FALSE | 0 | FALSE | 0 | FALSE | 0 | FALSE | 0 | FALSE | 0
50 |  | 0 | 2694 | FALSE |  | FALSE |  | FALSE |  | FALSE |  | FALSE |  | FALSE |  | FALSE |  | FALSE |  | FALSE |  | FALSE |  | FALSE |  | FALSE |  | FALSE |  | FALSE |  | FALSE |  | FALSE |  | FALSE |  | FALSE |  | FALSE |  | FALSE | 0 | FALSE | 0 | FALSE | 0 | FALSE | 0 | FALSE | 0 | FALSE | 0 | FALSE | 0 | FALSE | 0 | FALSE | 0 | FALSE | 0 | FALSE | 0 | TRUE | 1400 | FALSE | 0 | FALSE | 0 | FALSE | 0 | FALSE | 0 | FALSE | 0 | FALSE | 0 | FALSE | 0 | FALSE | 0 | FALSE | 0 | FALSE | 0 | FALSE | 0 | FALSE | 0 | FALSE | 0 | FALSE | 0 | FALSE | 0 | FALSE | 0 | FALSE | 0 | FALSE | 0 | FALSE | 0 | FALSE | 0
50 |  | 0 | 2693 | FALSE |  | FALSE |  | FALSE |  | FALSE |  | FALSE |  | FALSE |  | FALSE |  | FALSE |  | FALSE |  | FALSE |  | FALSE |  | FALSE |  | FALSE |  | FALSE |  | FALSE |  | FALSE |  | FALSE |  | FALSE |  | FALSE |  | FALSE | 0 | FALSE | 0 | FALSE | 0 | FALSE | 0 | FALSE | 0 | FALSE | 0 | FALSE | 0 | FALSE | 0 | FALSE | 0 | FALSE | 0 | FALSE | 0 | TRUE | 1400 | FALSE | 0 | FALSE | 0 | FALSE | 0 | FALSE | 0 | FALSE | 0 | FALSE | 0 | FALSE | 0 | FALSE | 0 | FALSE | 0 | FALSE | 0 | FALSE | 0 | FALSE | 0 | FALSE | 0 | FALSE | 0 | FALSE | 0 | FALSE | 0 | FALSE | 0 | FALSE | 0 | FALSE | 0 | FALSE | 0
50 |  | 0 | 2692 | FALSE |  | FALSE |  | FALSE |  | FALSE |  | FALSE |  | FALSE |  | FALSE |  | FALSE |  | FALSE |  | FALSE |  | FALSE |  | FALSE |  | FALSE |  | FALSE |  | FALSE |  | FALSE |  | FALSE |  | FALSE |  | FALSE |  | FALSE | 0 | FALSE | 0 | FALSE | 0 | FALSE | 0 | FALSE | 0 | FALSE | 0 | FALSE | 0 | FALSE | 0 | FALSE | 0 | FALSE | 0 | FALSE | 0 | TRUE | 1400 | FALSE | 0 | FALSE | 0 | FALSE | 0 | FALSE | 0 | FALSE | 0 | FALSE | 0 | FALSE | 0 | FALSE | 0 | FALSE | 0 | FALSE | 0 | FALSE | 0 | FALSE | 0 | FALSE | 0 | FALSE | 0 | FALSE | 0 | FALSE | 0 | FALSE | 0 | FALSE | 0 | FALSE | 0 | FALSE | 0
50 |  | 0 | 2691 | FALSE |  | FALSE |  | FALSE |  | FALSE |  | FALSE |  | FALSE |  | FALSE |  | FALSE |  | FALSE |  | FALSE |  | FALSE |  | FALSE |  | FALSE |  | FALSE |  | FALSE |  | FALSE |  | FALSE |  | FALSE |  | FALSE |  | FALSE | 0 | FALSE | 0 | FALSE | 0 | FALSE | 0 | FALSE | 0 | FALSE | 0 | FALSE | 0 | FALSE | 0 | FALSE | 0 | FALSE | 0 | FALSE | 0 | TRUE | 1400 | FALSE | 0 | FALSE | 0 | FALSE | 0 | FALSE | 0 | FALSE | 0 | FALSE | 0 | FALSE | 0 | FALSE | 0 | FALSE | 0 | FALSE | 0 | FALSE | 0 | FALSE | 0 | FALSE | 0 | FALSE | 0 | FALSE | 0 | FALSE | 0 | FALSE | 0 | FALSE | 0 | FALSE | 0 | FALSE | 0
50 |  | 0 | 2690 | FALSE |  | FALSE |  | FALSE |  | FALSE |  | FALSE |  | FALSE |  | FALSE |  | FALSE |  | FALSE |  | FALSE |  | FALSE |  | FALSE |  | FALSE |  | FALSE |  | FALSE |  | FALSE |  | FALSE |  | FALSE |  | FALSE |  | FALSE | 0 | FALSE | 0 | FALSE | 0 | FALSE | 0 | FALSE | 0 | FALSE | 0 | FALSE | 0 | FALSE | 0 | FALSE | 0 | FALSE | 0 | FALSE | 0 | TRUE | 1400 | FALSE | 0 | FALSE | 0 | FALSE | 0 | FALSE | 0 | FALSE | 0 | FALSE | 0 | FALSE | 0 | FALSE | 0 | FALSE | 0 | FALSE | 0 | FALSE | 0 | FALSE | 0 | FALSE | 0 | FALSE | 0 | FALSE | 0 | FALSE | 0 | FALSE | 0 | FALSE | 0 | FALSE | 0 | FALSE | 0
50 |  | 0 | 2689 | FALSE |  | FALSE |  | FALSE |  | FALSE |  | FALSE |  | FALSE |  | FALSE |  | FALSE |  | FALSE |  | FALSE |  | FALSE |  | FALSE |  | FALSE |  | FALSE |  | FALSE |  | FALSE |  | FALSE |  | FALSE |  | FALSE |  | FALSE | 0 | FALSE | 0 | FALSE | 0 | FALSE | 0 | FALSE | 0 | FALSE | 0 | FALSE | 0 | FALSE | 0 | FALSE | 0 | FALSE | 0 | FALSE | 0 | TRUE | 1400 | FALSE | 0 | FALSE | 0 | FALSE | 0 | FALSE | 0 | FALSE | 0 | FALSE | 0 | FALSE | 0 | FALSE | 0 | FALSE | 0 | FALSE | 0 | FALSE | 0 | FALSE | 0 | FALSE | 0 | FALSE | 0 | FALSE | 0 | FALSE | 0 | FALSE | 0 | FALSE | 0 | FALSE | 0 | FALSE | 0
50 |  | 0 | 2688 | FALSE |  | FALSE |  | FALSE |  | FALSE |  | FALSE |  | FALSE |  | FALSE |  | FALSE |  | FALSE |  | FALSE |  | FALSE |  | FALSE |  | FALSE |  | FALSE |  | FALSE |  | FALSE |  | FALSE |  | FALSE |  | FALSE |  | FALSE | 0 | FALSE | 0 | FALSE | 0 | FALSE | 0 | FALSE | 0 | FALSE | 0 | FALSE | 0 | FALSE | 0 | FALSE | 0 | FALSE | 0 | FALSE | 0 | TRUE | 1400 | FALSE | 0 | FALSE | 0 | FALSE | 0 | FALSE | 0 | FALSE | 0 | FALSE | 0 | FALSE | 0 | FALSE | 0 | FALSE | 0 | FALSE | 0 | FALSE | 0 | FALSE | 0 | FALSE | 0 | FALSE | 0 | FALSE | 0 | FALSE | 0 | FALSE | 0 | FALSE | 0 | FALSE | 0 | FALSE | 0
50 |  | 0 | 2687 | FALSE |  | FALSE |  | FALSE |  | FALSE |  | FALSE |  | FALSE |  | FALSE |  | FALSE |  | FALSE |  | FALSE |  | FALSE |  | FALSE |  | FALSE |  | FALSE |  | FALSE |  | FALSE |  | FALSE |  | FALSE |  | FALSE |  | FALSE | 0 | FALSE | 0 | FALSE | 0 | FALSE | 0 | FALSE | 0 | FALSE | 0 | FALSE | 0 | FALSE | 0 | FALSE | 0 | FALSE | 0 | FALSE | 0 | TRUE | 1400 | FALSE | 0 | FALSE | 0 | FALSE | 0 | FALSE | 0 | FALSE | 0 | FALSE | 0 | FALSE | 0 | FALSE | 0 | FALSE | 0 | FALSE | 0 | FALSE | 0 | FALSE | 0 | FALSE | 0 | FALSE | 0 | FALSE | 0 | FALSE | 0 | FALSE | 0 | FALSE | 0 | FALSE | 0 | FALSE | 0
50 |  | 0 | 2686 | FALSE |  | FALSE |  | FALSE |  | FALSE |  | FALSE |  | FALSE |  | FALSE |  | FALSE |  | FALSE |  | FALSE |  | FALSE |  | FALSE |  | FALSE |  | FALSE |  | FALSE |  | FALSE |  | FALSE |  | FALSE |  | FALSE |  | FALSE | 0 | FALSE | 0 | FALSE | 0 | FALSE | 0 | FALSE | 0 | FALSE | 0 | FALSE | 0 | FALSE | 0 | FALSE | 0 | FALSE | 0 | FALSE | 0 | TRUE | 1400 | FALSE | 0 | FALSE | 0 | FALSE | 0 | FALSE | 0 | FALSE | 0 | FALSE | 0 | FALSE | 0 | FALSE | 0 | FALSE | 0 | FALSE | 0 | FALSE | 0 | FALSE | 0 | FALSE | 0 | FALSE | 0 | FALSE | 0 | FALSE | 0 | FALSE | 0 | FALSE | 0 | FALSE | 0 | FALSE | 0
50 |  | 0 | 2685 | FALSE |  | FALSE |  | FALSE |  | FALSE |  | FALSE |  | FALSE |  | FALSE |  | FALSE |  | FALSE |  | FALSE |  | FALSE |  | FALSE |  | FALSE |  | FALSE |  | FALSE |  | FALSE |  | FALSE |  | FALSE |  | FALSE |  | FALSE | 0 | FALSE | 0 | FALSE | 0 | FALSE | 0 | FALSE | 0 | FALSE | 0 | FALSE | 0 | FALSE | 0 | FALSE | 0 | FALSE | 0 | FALSE | 0 | TRUE | 1400 | FALSE | 0 | FALSE | 0 | FALSE | 0 | FALSE | 0 | FALSE | 0 | FALSE | 0 | FALSE | 0 | FALSE | 0 | FALSE | 0 | FALSE | 0 | FALSE | 0 | FALSE | 0 | FALSE | 0 | FALSE | 0 | FALSE | 0 | FALSE | 0 | FALSE | 0 | FALSE | 0 | FALSE | 0 | FALSE | 0
50 |  | 0 | 2684 | FALSE |  | FALSE |  | FALSE |  | FALSE |  | FALSE |  | FALSE |  | FALSE |  | FALSE |  | FALSE |  | FALSE |  | FALSE |  | FALSE |  | FALSE |  | FALSE |  | FALSE |  | FALSE |  | FALSE |  | FALSE |  | FALSE |  | FALSE | 0 | FALSE | 0 | FALSE | 0 | FALSE | 0 | FALSE | 0 | FALSE | 0 | FALSE | 0 | FALSE | 0 | FALSE | 0 | FALSE | 0 | FALSE | 0 | TRUE | 1400 | FALSE | 0 | FALSE | 0 | FALSE | 0 | FALSE | 0 | FALSE | 0 | FALSE | 0 | FALSE | 0 | FALSE | 0 | FALSE | 0 | FALSE | 0 | FALSE | 0 | FALSE | 0 | FALSE | 0 | FALSE | 0 | FALSE | 0 | FALSE | 0 | FALSE | 0 | FALSE | 0 | FALSE | 0 | FALSE | 0
50 |  | 0 | 2683 | FALSE |  | FALSE |  | FALSE |  | FALSE |  | FALSE |  | FALSE |  | FALSE |  | FALSE |  | FALSE |  | FALSE |  | FALSE |  | FALSE |  | FALSE |  | FALSE |  | FALSE |  | FALSE |  | FALSE |  | FALSE |  | FALSE |  | FALSE | 0 | FALSE | 0 | FALSE | 0 | FALSE | 0 | FALSE | 0 | FALSE | 0 | FALSE | 0 | FALSE | 0 | FALSE | 0 | FALSE | 0 | FALSE | 0 | TRUE | 1400 | FALSE | 0 | FALSE | 0 | FALSE | 0 | FALSE | 0 | FALSE | 0 | FALSE | 0 | FALSE | 0 | FALSE | 0 | FALSE | 0 | FALSE | 0 | FALSE | 0 | FALSE | 0 | FALSE | 0 | FALSE | 0 | FALSE | 0 | FALSE | 0 | FALSE | 0 | FALSE | 0 | FALSE | 0 | FALSE | 0
50 |  | 0 | 2682 | FALSE |  | FALSE |  | FALSE |  | FALSE |  | FALSE |  | FALSE |  | FALSE |  | FALSE |  | FALSE |  | FALSE |  | FALSE |  | FALSE |  | FALSE |  | FALSE |  | FALSE |  | FALSE |  | FALSE |  | FALSE |  | FALSE |  | FALSE | 0 | FALSE | 0 | FALSE | 0 | FALSE | 0 | FALSE | 0 | FALSE | 0 | FALSE | 0 | FALSE | 0 | FALSE | 0 | FALSE | 0 | FALSE | 0 | TRUE | 1400 | FALSE | 0 | FALSE | 0 | FALSE | 0 | FALSE | 0 | FALSE | 0 | FALSE | 0 | FALSE | 0 | FALSE | 0 | FALSE | 0 | FALSE | 0 | FALSE | 0 | FALSE | 0 | FALSE | 0 | FALSE | 0 | FALSE | 0 | FALSE | 0 | FALSE | 0 | FALSE | 0 | FALSE | 0 | FALSE | 0
50 |  | 0 | 2681 | FALSE |  | FALSE |  | FALSE |  | FALSE |  | FALSE |  | FALSE |  | FALSE |  | FALSE |  | FALSE |  | FALSE |  | FALSE |  | FALSE |  | FALSE |  | FALSE |  | FALSE |  | FALSE |  | FALSE |  | FALSE |  | FALSE |  | FALSE | 0 | FALSE | 0 | FALSE | 0 | FALSE | 0 | FALSE | 0 | FALSE | 0 | FALSE | 0 | FALSE | 0 | FALSE | 0 | FALSE | 0 | FALSE | 0 | TRUE | 1400 | FALSE | 0 | FALSE | 0 | FALSE | 0 | FALSE | 0 | FALSE | 0 | FALSE | 0 | FALSE | 0 | FALSE | 0 | FALSE | 0 | FALSE | 0 | FALSE | 0 | FALSE | 0 | FALSE | 0 | FALSE | 0 | FALSE | 0 | FALSE | 0 | FALSE | 0 | FALSE | 0 | FALSE | 0 | FALSE | 0
50 |  | 0 | 2680 | FALSE |  | FALSE |  | FALSE |  | FALSE |  | FALSE |  | FALSE |  | FALSE |  | FALSE |  | FALSE |  | FALSE |  | FALSE |  | FALSE |  | FALSE |  | FALSE |  | FALSE |  | FALSE |  | FALSE |  | FALSE |  | FALSE |  | FALSE | 0 | FALSE | 0 | FALSE | 0 | FALSE | 0 | FALSE | 0 | FALSE | 0 | FALSE | 0 | FALSE | 0 | FALSE | 0 | FALSE | 0 | FALSE | 0 | TRUE | 1400 | FALSE | 0 | FALSE | 0 | FALSE | 0 | FALSE | 0 | FALSE | 0 | FALSE | 0 | FALSE | 0 | FALSE | 0 | FALSE | 0 | FALSE | 0 | FALSE | 0 | FALSE | 0 | FALSE | 0 | FALSE | 0 | FALSE | 0 | FALSE | 0 | FALSE | 0 | FALSE | 0 | FALSE | 0 | FALSE | 0
50 |  | 0 | 2679 | FALSE |  | FALSE |  | FALSE |  | FALSE |  | FALSE |  | FALSE |  | FALSE |  | FALSE |  | FALSE |  | FALSE |  | FALSE |  | FALSE |  | FALSE |  | FALSE |  | FALSE |  | FALSE |  | FALSE |  | FALSE |  | FALSE |  | FALSE | 0 | FALSE | 0 | FALSE | 0 | FALSE | 0 | FALSE | 0 | FALSE | 0 | FALSE | 0 | FALSE | 0 | FALSE | 0 | FALSE | 0 | FALSE | 0 | TRUE | 1400 | FALSE | 0 | FALSE | 0 | FALSE | 0 | FALSE | 0 | FALSE | 0 | FALSE | 0 | FALSE | 0 | FALSE | 0 | FALSE | 0 | FALSE | 0 | FALSE | 0 | FALSE | 0 | FALSE | 0 | FALSE | 0 | FALSE | 0 | FALSE | 0 | FALSE | 0 | FALSE | 0 | FALSE | 0 | FALSE | 0
50 |  | 0 | 2678 | FALSE |  | FALSE |  | FALSE |  | FALSE |  | FALSE |  | FALSE |  | FALSE |  | FALSE |  | FALSE |  | FALSE |  | FALSE |  | FALSE |  | FALSE |  | FALSE |  | FALSE |  | FALSE |  | FALSE |  | FALSE |  | FALSE |  | FALSE | 0 | FALSE | 0 | FALSE | 0 | FALSE | 0 | FALSE | 0 | FALSE | 0 | FALSE | 0 | FALSE | 0 | FALSE | 0 | FALSE | 0 | FALSE | 0 | TRUE | 1400 | FALSE | 0 | FALSE | 0 | FALSE | 0 | FALSE | 0 | FALSE | 0 | FALSE | 0 | FALSE | 0 | FALSE | 0 | FALSE | 0 | FALSE | 0 | FALSE | 0 | FALSE | 0 | FALSE | 0 | FALSE | 0 | FALSE | 0 | FALSE | 0 | FALSE | 0 | FALSE | 0 | FALSE | 0 | FALSE | 0
50 |  | 0 | 2677 | FALSE |  | FALSE |  | FALSE |  | FALSE |  | FALSE |  | FALSE |  | FALSE |  | FALSE |  | FALSE |  | FALSE |  | FALSE |  | FALSE |  | FALSE |  | FALSE |  | FALSE |  | FALSE |  | FALSE |  | FALSE |  | FALSE |  | FALSE | 0 | FALSE | 0 | FALSE | 0 | FALSE | 0 | FALSE | 0 | FALSE | 0 | FALSE | 0 | FALSE | 0 | FALSE | 0 | FALSE | 0 | FALSE | 0 | TRUE | 1400 | FALSE | 0 | FALSE | 0 | FALSE | 0 | FALSE | 0 | FALSE | 0 | FALSE | 0 | FALSE | 0 | FALSE | 0 | FALSE | 0 | FALSE | 0 | FALSE | 0 | FALSE | 0 | FALSE | 0 | FALSE | 0 | FALSE | 0 | FALSE | 0 | FALSE | 0 | FALSE | 0 | FALSE | 0 | FALSE | 0
50 |  | 0 | 2676 | FALSE |  | FALSE |  | FALSE |  | FALSE |  | FALSE |  | FALSE |  | FALSE |  | FALSE |  | FALSE |  | FALSE |  | FALSE |  | FALSE |  | FALSE |  | FALSE |  | FALSE |  | FALSE |  | FALSE |  | FALSE |  | FALSE |  | FALSE | 0 | FALSE | 0 | FALSE | 0 | FALSE | 0 | FALSE | 0 | FALSE | 0 | FALSE | 0 | FALSE | 0 | FALSE | 0 | FALSE | 0 | FALSE | 0 | TRUE | 1400 | FALSE | 0 | FALSE | 0 | FALSE | 0 | FALSE | 0 | FALSE | 0 | FALSE | 0 | FALSE | 0 | FALSE | 0 | FALSE | 0 | FALSE | 0 | FALSE | 0 | FALSE | 0 | FALSE | 0 | FALSE | 0 | FALSE | 0 | FALSE | 0 | FALSE | 0 | FALSE | 0 | FALSE | 0 | FALSE | 0
50 |  | 0 | 2675 | FALSE |  | FALSE |  | FALSE |  | FALSE |  | FALSE |  | FALSE |  | FALSE |  | FALSE |  | FALSE |  | FALSE |  | FALSE |  | FALSE |  | FALSE |  | FALSE |  | FALSE |  | FALSE |  | FALSE |  | FALSE |  | FALSE |  | FALSE | 0 | FALSE | 0 | FALSE | 0 | FALSE | 0 | FALSE | 0 | FALSE | 0 | FALSE | 0 | FALSE | 0 | FALSE | 0 | FALSE | 0 | FALSE | 0 | TRUE | 1400 | FALSE | 0 | FALSE | 0 | FALSE | 0 | FALSE | 0 | FALSE | 0 | FALSE | 0 | FALSE | 0 | FALSE | 0 | FALSE | 0 | FALSE | 0 | FALSE | 0 | FALSE | 0 | FALSE | 0 | FALSE | 0 | FALSE | 0 | FALSE | 0 | FALSE | 0 | FALSE | 0 | FALSE | 0 | FALSE | 0
50 |  | 0 | 2674 | FALSE |  | FALSE |  | FALSE |  | FALSE |  | FALSE |  | FALSE |  | FALSE |  | FALSE |  | FALSE |  | FALSE |  | FALSE |  | FALSE |  | FALSE |  | FALSE |  | FALSE |  | FALSE |  | FALSE |  | FALSE |  | FALSE |  | FALSE | 0 | FALSE | 0 | FALSE | 0 | FALSE | 0 | FALSE | 0 | FALSE | 0 | FALSE | 0 | FALSE | 0 | FALSE | 0 | FALSE | 0 | FALSE | 0 | TRUE | 1400 | FALSE | 0 | FALSE | 0 | FALSE | 0 | FALSE | 0 | FALSE | 0 | FALSE | 0 | FALSE | 0 | FALSE | 0 | FALSE | 0 | FALSE | 0 | FALSE | 0 | FALSE | 0 | FALSE | 0 | FALSE | 0 | FALSE | 0 | FALSE | 0 | FALSE | 0 | FALSE | 0 | FALSE | 0 | FALSE | 0
50 |  | 0 | 2673 | FALSE |  | FALSE |  | FALSE |  | FALSE |  | FALSE |  | FALSE |  | FALSE |  | FALSE |  | FALSE |  | FALSE |  | FALSE |  | FALSE |  | FALSE |  | FALSE |  | FALSE |  | FALSE |  | FALSE |  | FALSE |  | FALSE |  | FALSE | 0 | FALSE | 0 | FALSE | 0 | FALSE | 0 | FALSE | 0 | FALSE | 0 | FALSE | 0 | FALSE | 0 | FALSE | 0 | FALSE | 0 | FALSE | 0 | TRUE | 1400 | FALSE | 0 | FALSE | 0 | FALSE | 0 | FALSE | 0 | FALSE | 0 | FALSE | 0 | FALSE | 0 | FALSE | 0 | FALSE | 0 | FALSE | 0 | FALSE | 0 | FALSE | 0 | FALSE | 0 | FALSE | 0 | FALSE | 0 | FALSE | 0 | FALSE | 0 | FALSE | 0 | FALSE | 0 | FALSE | 0
50 |  | 0 | 2672 | FALSE |  | FALSE |  | FALSE |  | FALSE |  | FALSE |  | FALSE |  | FALSE |  | FALSE |  | FALSE |  | FALSE |  | FALSE |  | FALSE |  | FALSE |  | FALSE |  | FALSE |  | FALSE |  | FALSE |  | FALSE |  | FALSE |  | FALSE | 0 | FALSE | 0 | FALSE | 0 | FALSE | 0 | FALSE | 0 | FALSE | 0 | FALSE | 0 | FALSE | 0 | FALSE | 0 | FALSE | 0 | FALSE | 0 | TRUE | 1400 | FALSE | 0 | FALSE | 0 | FALSE | 0 | FALSE | 0 | FALSE | 0 | FALSE | 0 | FALSE | 0 | FALSE | 0 | FALSE | 0 | FALSE | 0 | FALSE | 0 | FALSE | 0 | FALSE | 0 | FALSE | 0 | FALSE | 0 | FALSE | 0 | FALSE | 0 | FALSE | 0 | FALSE | 0 | FALSE | 0
50 |  | 0 | 2671 | FALSE |  | FALSE |  | FALSE |  | FALSE |  | FALSE |  | FALSE |  | FALSE |  | FALSE |  | FALSE |  | FALSE |  | FALSE |  | FALSE |  | FALSE |  | FALSE |  | FALSE |  | FALSE |  | FALSE |  | FALSE |  | FALSE |  | FALSE | 0 | FALSE | 0 | FALSE | 0 | FALSE | 0 | FALSE | 0 | FALSE | 0 | FALSE | 0 | FALSE | 0 | FALSE | 0 | FALSE | 0 | FALSE | 0 | TRUE | 1400 | FALSE | 0 | FALSE | 0 | FALSE | 0 | FALSE | 0 | FALSE | 0 | FALSE | 0 | FALSE | 0 | FALSE | 0 | FALSE | 0 | FALSE | 0 | FALSE | 0 | FALSE | 0 | FALSE | 0 | FALSE | 0 | FALSE | 0 | FALSE | 0 | FALSE | 0 | FALSE | 0 | FALSE | 0 | FALSE | 0
50 |  | 0 | 2670 | FALSE |  | FALSE |  | FALSE |  | FALSE |  | FALSE |  | FALSE |  | FALSE |  | FALSE |  | FALSE |  | FALSE |  | FALSE |  | FALSE |  | FALSE |  | FALSE |  | FALSE |  | FALSE |  | FALSE |  | FALSE |  | FALSE |  | FALSE | 0 | FALSE | 0 | FALSE | 0 | FALSE | 0 | FALSE | 0 | FALSE | 0 | FALSE | 0 | FALSE | 0 | FALSE | 0 | FALSE | 0 | FALSE | 0 | TRUE | 1400 | FALSE | 0 | FALSE | 0 | FALSE | 0 | FALSE | 0 | FALSE | 0 | FALSE | 0 | FALSE | 0 | FALSE | 0 | FALSE | 0 | FALSE | 0 | FALSE | 0 | FALSE | 0 | FALSE | 0 | FALSE | 0 | FALSE | 0 | FALSE | 0 | FALSE | 0 | FALSE | 0 | FALSE | 0 | FALSE | 0
50 |  | 0 | 2669 | FALSE |  | FALSE |  | FALSE |  | FALSE |  | FALSE |  | FALSE |  | FALSE |  | FALSE |  | FALSE |  | FALSE |  | FALSE |  | FALSE |  | FALSE |  | FALSE |  | FALSE |  | FALSE |  | FALSE |  | FALSE |  | FALSE |  | FALSE | 0 | FALSE | 0 | FALSE | 0 | FALSE | 0 | FALSE | 0 | FALSE | 0 | FALSE | 0 | FALSE | 0 | FALSE | 0 | FALSE | 0 | FALSE | 0 | TRUE | 1400 | FALSE | 0 | FALSE | 0 | FALSE | 0 | FALSE | 0 | FALSE | 0 | FALSE | 0 | FALSE | 0 | FALSE | 0 | FALSE | 0 | FALSE | 0 | FALSE | 0 | FALSE | 0 | FALSE | 0 | FALSE | 0 | FALSE | 0 | FALSE | 0 | FALSE | 0 | FALSE | 0 | FALSE | 0 | FALSE | 0
50 |  | 0 | 2668 | FALSE |  | FALSE |  | FALSE |  | FALSE |  | FALSE |  | FALSE |  | FALSE |  | FALSE |  | FALSE |  | FALSE |  | FALSE |  | FALSE |  | FALSE |  | FALSE |  | FALSE |  | FALSE |  | FALSE |  | FALSE |  | FALSE |  | FALSE | 0 | FALSE | 0 | FALSE | 0 | FALSE | 0 | FALSE | 0 | FALSE | 0 | FALSE | 0 | FALSE | 0 | FALSE | 0 | FALSE | 0 | FALSE | 0 | TRUE | 1400 | FALSE | 0 | FALSE | 0 | FALSE | 0 | FALSE | 0 | FALSE | 0 | FALSE | 0 | FALSE | 0 | FALSE | 0 | FALSE | 0 | FALSE | 0 | FALSE | 0 | FALSE | 0 | FALSE | 0 | FALSE | 0 | FALSE | 0 | FALSE | 0 | FALSE | 0 | FALSE | 0 | FALSE | 0 | FALSE | 0
50 |  | 0 | 2667 | FALSE |  | FALSE |  | FALSE |  | FALSE |  | FALSE |  | FALSE |  | FALSE |  | FALSE |  | FALSE |  | FALSE |  | FALSE |  | FALSE |  | FALSE |  | FALSE |  | FALSE |  | FALSE |  | FALSE |  | FALSE |  | FALSE |  | FALSE | 0 | FALSE | 0 | FALSE | 0 | FALSE | 0 | FALSE | 0 | FALSE | 0 | FALSE | 0 | FALSE | 0 | FALSE | 0 | FALSE | 0 | FALSE | 0 | TRUE | 1400 | FALSE | 0 | FALSE | 0 | FALSE | 0 | FALSE | 0 | FALSE | 0 | FALSE | 0 | FALSE | 0 | FALSE | 0 | FALSE | 0 | FALSE | 0 | FALSE | 0 | FALSE | 0 | FALSE | 0 | FALSE | 0 | FALSE | 0 | FALSE | 0 | FALSE | 0 | FALSE | 0 | FALSE | 0 | FALSE | 0
50 |  | 0 | 2666 | FALSE |  | FALSE |  | FALSE |  | FALSE |  | FALSE |  | FALSE |  | FALSE |  | FALSE |  | FALSE |  | FALSE |  | FALSE |  | FALSE |  | FALSE |  | FALSE |  | FALSE |  | FALSE |  | FALSE |  | FALSE |  | FALSE |  | FALSE | 0 | FALSE | 0 | FALSE | 0 | FALSE | 0 | FALSE | 0 | FALSE | 0 | FALSE | 0 | FALSE | 0 | FALSE | 0 | FALSE | 0 | FALSE | 0 | TRUE | 1400 | FALSE | 0 | FALSE | 0 | FALSE | 0 | FALSE | 0 | FALSE | 0 | FALSE | 0 | FALSE | 0 | FALSE | 0 | FALSE | 0 | FALSE | 0 | FALSE | 0 | FALSE | 0 | FALSE | 0 | FALSE | 0 | FALSE | 0 | FALSE | 0 | FALSE | 0 | FALSE | 0 | FALSE | 0 | FALSE | 0
50 |  | 0 | 2665 | FALSE |  | FALSE |  | FALSE |  | FALSE |  | FALSE |  | FALSE |  | FALSE |  | FALSE |  | FALSE |  | FALSE |  | FALSE |  | FALSE |  | FALSE |  | FALSE |  | FALSE |  | FALSE |  | FALSE |  | FALSE |  | FALSE | 0 | FALSE | 0 | FALSE | 0 | FALSE | 0 | FALSE | 0 | FALSE | 0 | FALSE | 0 | FALSE | 0 | FALSE | 0 | FALSE | 0 | FALSE | 0 | FALSE | 0 | TRUE | 1400 | FALSE | 0 | FALSE | 0 | FALSE | 0 | FALSE | 0 | FALSE | 0 | FALSE | 0 | FALSE | 0 | FALSE | 0 | FALSE | 0 | FALSE | 0 | FALSE | 0 | FALSE | 0 | FALSE | 0 | FALSE | 0 | FALSE | 0 | FALSE | 0 | FALSE | 0 | FALSE | 0 | FALSE | 0 | FALSE | 0
50 |  | 0 | 2664 | FALSE |  | FALSE |  | FALSE |  | FALSE |  | FALSE |  | FALSE |  | FALSE |  | FALSE |  | FALSE |  | FALSE |  | FALSE |  | FALSE |  | FALSE |  | FALSE |  | FALSE |  | FALSE |  | FALSE |  | FALSE |  | FALSE | 0 | FALSE | 0 | FALSE | 0 | FALSE | 0 | FALSE | 0 | FALSE | 0 | FALSE | 0 | FALSE | 0 | FALSE | 0 | FALSE | 0 | FALSE | 0 | FALSE | 0 | TRUE | 1400 | FALSE | 0 | FALSE | 0 | FALSE | 0 | FALSE | 0 | FALSE | 0 | FALSE | 0 | FALSE | 0 | FALSE | 0 | FALSE | 0 | FALSE | 0 | FALSE | 0 | FALSE | 0 | FALSE | 0 | FALSE | 0 | FALSE | 0 | FALSE | 0 | FALSE | 0 | FALSE | 0 | FALSE | 0 | FALSE | 0
50 |  | 0 | 2663 | FALSE |  | FALSE |  | FALSE |  | FALSE |  | FALSE |  | FALSE |  | FALSE |  | FALSE |  | FALSE |  | FALSE |  | FALSE |  | FALSE |  | FALSE |  | FALSE |  | FALSE |  | FALSE |  | FALSE |  | FALSE |  | FALSE | 0 | FALSE | 0 | FALSE | 0 | FALSE | 0 | FALSE | 0 | FALSE | 0 | FALSE | 0 | FALSE | 0 | FALSE | 0 | FALSE | 0 | FALSE | 0 | FALSE | 0 | TRUE | 1400 | FALSE | 0 | FALSE | 0 | FALSE | 0 | FALSE | 0 | FALSE | 0 | FALSE | 0 | FALSE | 0 | FALSE | 0 | FALSE | 0 | FALSE | 0 | FALSE | 0 | FALSE | 0 | FALSE | 0 | FALSE | 0 | FALSE | 0 | FALSE | 0 | FALSE | 0 | FALSE | 0 | FALSE | 0 | FALSE | 0
50 |  | 0 | 2662 | FALSE |  | FALSE |  | FALSE |  | FALSE |  | FALSE |  | FALSE |  | FALSE |  | FALSE |  | FALSE |  | FALSE |  | FALSE |  | FALSE |  | FALSE |  | FALSE |  | FALSE |  | FALSE |  | FALSE |  | FALSE |  | FALSE | 0 | FALSE | 0 | FALSE | 0 | FALSE | 0 | FALSE | 0 | FALSE | 0 | FALSE | 0 | FALSE | 0 | FALSE | 0 | FALSE | 0 | FALSE | 0 | FALSE | 0 | TRUE | 1400 | FALSE | 0 | FALSE | 0 | FALSE | 0 | FALSE | 0 | FALSE | 0 | FALSE | 0 | FALSE | 0 | FALSE | 0 | FALSE | 0 | FALSE | 0 | FALSE | 0 | FALSE | 0 | FALSE | 0 | FALSE | 0 | FALSE | 0 | FALSE | 0 | FALSE | 0 | FALSE | 0 | FALSE | 0 | FALSE | 0
50 |  | 0 | 2661 | FALSE |  | FALSE |  | FALSE |  | FALSE |  | FALSE |  | FALSE |  | FALSE |  | FALSE |  | FALSE |  | FALSE |  | FALSE |  | FALSE |  | FALSE |  | FALSE |  | FALSE |  | FALSE |  | FALSE |  | FALSE |  | FALSE | 0 | FALSE | 0 | FALSE | 0 | FALSE | 0 | FALSE | 0 | FALSE | 0 | FALSE | 0 | FALSE | 0 | FALSE | 0 | FALSE | 0 | FALSE | 0 | FALSE | 0 | TRUE | 1400 | FALSE | 0 | FALSE | 0 | FALSE | 0 | FALSE | 0 | FALSE | 0 | FALSE | 0 | FALSE | 0 | FALSE | 0 | FALSE | 0 | FALSE | 0 | FALSE | 0 | FALSE | 0 | FALSE | 0 | FALSE | 0 | FALSE | 0 | FALSE | 0 | FALSE | 0 | FALSE | 0 | FALSE | 0 | FALSE | 0
50 |  | 0 | 2660 | FALSE |  | FALSE |  | FALSE |  | FALSE |  | FALSE |  | FALSE |  | FALSE |  | FALSE |  | FALSE |  | FALSE |  | FALSE |  | FALSE |  | FALSE |  | FALSE |  | FALSE |  | FALSE |  | FALSE |  | FALSE |  | FALSE | 0 | FALSE | 0 | FALSE | 0 | FALSE | 0 | FALSE | 0 | FALSE | 0 | FALSE | 0 | FALSE | 0 | FALSE | 0 | FALSE | 0 | FALSE | 0 | FALSE | 0 | TRUE | 1400 | FALSE | 0 | FALSE | 0 | FALSE | 0 | FALSE | 0 | FALSE | 0 | FALSE | 0 | FALSE | 0 | FALSE | 0 | FALSE | 0 | FALSE | 0 | FALSE | 0 | FALSE | 0 | FALSE | 0 | FALSE | 0 | FALSE | 0 | FALSE | 0 | FALSE | 0 | FALSE | 0 | FALSE | 0 | FALSE | 0
50 |  | 0 | 2659 | FALSE |  | FALSE |  | FALSE |  | FALSE |  | FALSE |  | FALSE |  | FALSE |  | FALSE |  | FALSE |  | FALSE |  | FALSE |  | FALSE |  | FALSE |  | FALSE |  | FALSE |  | FALSE |  | FALSE |  | FALSE |  | FALSE | 0 | FALSE | 0 | FALSE | 0 | FALSE | 0 | FALSE | 0 | FALSE | 0 | FALSE | 0 | FALSE | 0 | FALSE | 0 | FALSE | 0 | FALSE | 0 | FALSE | 0 | TRUE | 1400 | FALSE | 0 | FALSE | 0 | FALSE | 0 | FALSE | 0 | FALSE | 0 | FALSE | 0 | FALSE | 0 | FALSE | 0 | FALSE | 0 | FALSE | 0 | FALSE | 0 | FALSE | 0 | FALSE | 0 | FALSE | 0 | FALSE | 0 | FALSE | 0 | FALSE | 0 | FALSE | 0 | FALSE | 0 | FALSE | 0
50 |  | 0 | 2658 | FALSE |  | FALSE |  | FALSE |  | FALSE |  | FALSE |  | FALSE |  | FALSE |  | FALSE |  | FALSE |  | FALSE |  | FALSE |  | FALSE |  | FALSE |  | FALSE |  | FALSE |  | FALSE |  | FALSE |  | FALSE |  | FALSE | 0 | FALSE | 0 | FALSE | 0 | FALSE | 0 | FALSE | 0 | FALSE | 0 | FALSE | 0 | FALSE | 0 | FALSE | 0 | FALSE | 0 | FALSE | 0 | FALSE | 0 | TRUE | 1400 | FALSE | 0 | FALSE | 0 | FALSE | 0 | FALSE | 0 | FALSE | 0 | FALSE | 0 | FALSE | 0 | FALSE | 0 | FALSE | 0 | FALSE | 0 | FALSE | 0 | FALSE | 0 | FALSE | 0 | FALSE | 0 | FALSE | 0 | FALSE | 0 | FALSE | 0 | FALSE | 0 | FALSE | 0 | FALSE | 0
50 |  | 0 | 2657 | FALSE |  | FALSE |  | FALSE |  | FALSE |  | FALSE |  | FALSE |  | FALSE |  | FALSE |  | FALSE |  | FALSE |  | FALSE |  | FALSE |  | FALSE |  | FALSE |  | FALSE |  | FALSE |  | FALSE |  | FALSE |  | FALSE | 0 | FALSE | 0 | FALSE | 0 | FALSE | 0 | FALSE | 0 | FALSE | 0 | FALSE | 0 | FALSE | 0 | FALSE | 0 | FALSE | 0 | FALSE | 0 | FALSE | 0 | TRUE | 1400 | FALSE | 0 | FALSE | 0 | FALSE | 0 | FALSE | 0 | FALSE | 0 | FALSE | 0 | FALSE | 0 | FALSE | 0 | FALSE | 0 | FALSE | 0 | FALSE | 0 | FALSE | 0 | FALSE | 0 | FALSE | 0 | FALSE | 0 | FALSE | 0 | FALSE | 0 | FALSE | 0 | FALSE | 0 | FALSE | 0
50 |  | 0 | 2656 | FALSE |  | FALSE |  | FALSE |  | FALSE |  | FALSE |  | FALSE |  | FALSE |  | FALSE |  | FALSE |  | FALSE |  | FALSE |  | FALSE |  | FALSE |  | FALSE |  | FALSE |  | FALSE |  | FALSE |  | FALSE |  | FALSE | 0 | FALSE | 0 | FALSE | 0 | FALSE | 0 | FALSE | 0 | FALSE | 0 | FALSE | 0 | FALSE | 0 | FALSE | 0 | FALSE | 0 | FALSE | 0 | FALSE | 0 | TRUE | 1400 | FALSE | 0 | FALSE | 0 | FALSE | 0 | FALSE | 0 | FALSE | 0 | FALSE | 0 | FALSE | 0 | FALSE | 0 | FALSE | 0 | FALSE | 0 | FALSE | 0 | FALSE | 0 | FALSE | 0 | FALSE | 0 | FALSE | 0 | FALSE | 0 | FALSE | 0 | FALSE | 0 | FALSE | 0 | FALSE | 0
50 |  | 0 | 2655 | FALSE |  | FALSE |  | FALSE |  | FALSE |  | FALSE |  | FALSE |  | FALSE |  | FALSE |  | FALSE |  | FALSE |  | FALSE |  | FALSE |  | FALSE |  | FALSE |  | FALSE |  | FALSE |  | FALSE |  | FALSE |  | FALSE | 0 | FALSE | 0 | FALSE | 0 | FALSE | 0 | FALSE | 0 | FALSE | 0 | FALSE | 0 | FALSE | 0 | FALSE | 0 | FALSE | 0 | FALSE | 0 | FALSE | 0 | TRUE | 1400 | FALSE | 0 | FALSE | 0 | FALSE | 0 | FALSE | 0 | FALSE | 0 | FALSE | 0 | FALSE | 0 | FALSE | 0 | FALSE | 0 | FALSE | 0 | FALSE | 0 | FALSE | 0 | FALSE | 0 | FALSE | 0 | FALSE | 0 | FALSE | 0 | FALSE | 0 | FALSE | 0 | FALSE | 0 | FALSE | 0
50 |  | 0 | 2654 | FALSE |  | FALSE |  | FALSE |  | FALSE |  | FALSE |  | FALSE |  | FALSE |  | FALSE |  | FALSE |  | FALSE |  | FALSE |  | FALSE |  | FALSE |  | FALSE |  | FALSE |  | FALSE |  | FALSE |  | FALSE |  | FALSE | 0 | FALSE | 0 | FALSE | 0 | FALSE | 0 | FALSE | 0 | FALSE | 0 | FALSE | 0 | FALSE | 0 | FALSE | 0 | FALSE | 0 | FALSE | 0 | FALSE | 0 | TRUE | 1400 | FALSE | 0 | FALSE | 0 | FALSE | 0 | FALSE | 0 | FALSE | 0 | FALSE | 0 | FALSE | 0 | FALSE | 0 | FALSE | 0 | FALSE | 0 | FALSE | 0 | FALSE | 0 | FALSE | 0 | FALSE | 0 | FALSE | 0 | FALSE | 0 | FALSE | 0 | FALSE | 0 | FALSE | 0 | FALSE | 0
50 |  | 0 | 2653 | FALSE |  | FALSE |  | FALSE |  | FALSE |  | FALSE |  | FALSE |  | FALSE |  | FALSE |  | FALSE |  | FALSE |  | FALSE |  | FALSE |  | FALSE |  | FALSE |  | FALSE |  | FALSE |  | FALSE |  | FALSE |  | FALSE | 0 | FALSE | 0 | FALSE | 0 | FALSE | 0 | FALSE | 0 | FALSE | 0 | FALSE | 0 | FALSE | 0 | FALSE | 0 | FALSE | 0 | FALSE | 0 | FALSE | 0 | TRUE | 1400 | FALSE | 0 | FALSE | 0 | FALSE | 0 | FALSE | 0 | FALSE | 0 | FALSE | 0 | FALSE | 0 | FALSE | 0 | FALSE | 0 | FALSE | 0 | FALSE | 0 | FALSE | 0 | FALSE | 0 | FALSE | 0 | FALSE | 0 | FALSE | 0 | FALSE | 0 | FALSE | 0 | FALSE | 0 | FALSE | 0
50 |  | 0 | 2652 | FALSE |  | FALSE |  | FALSE |  | FALSE |  | FALSE |  | FALSE |  | FALSE |  | FALSE |  | FALSE |  | FALSE |  | FALSE |  | FALSE |  | FALSE |  | FALSE |  | FALSE |  | FALSE |  | FALSE |  | FALSE |  | FALSE | 0 | FALSE | 0 | FALSE | 0 | FALSE | 0 | FALSE | 0 | FALSE | 0 | FALSE | 0 | FALSE | 0 | FALSE | 0 | FALSE | 0 | FALSE | 0 | FALSE | 0 | TRUE | 1400 | FALSE | 0 | FALSE | 0 | FALSE | 0 | FALSE | 0 | FALSE | 0 | FALSE | 0 | FALSE | 0 | FALSE | 0 | FALSE | 0 | FALSE | 0 | FALSE | 0 | FALSE | 0 | FALSE | 0 | FALSE | 0 | FALSE | 0 | FALSE | 0 | FALSE | 0 | FALSE | 0 | FALSE | 0 | FALSE | 0
50 |  | 0 | 2651 | FALSE |  | FALSE |  | FALSE |  | FALSE |  | FALSE |  | FALSE |  | FALSE |  | FALSE |  | FALSE |  | FALSE |  | FALSE |  | FALSE |  | FALSE |  | FALSE |  | FALSE |  | FALSE |  | FALSE |  | FALSE |  | FALSE | 0 | FALSE | 0 | FALSE | 0 | FALSE | 0 | FALSE | 0 | FALSE | 0 | FALSE | 0 | FALSE | 0 | FALSE | 0 | FALSE | 0 | FALSE | 0 | FALSE | 0 | TRUE | 1400 | FALSE | 0 | FALSE | 0 | FALSE | 0 | FALSE | 0 | FALSE | 0 | FALSE | 0 | FALSE | 0 | FALSE | 0 | FALSE | 0 | FALSE | 0 | FALSE | 0 | FALSE | 0 | FALSE | 0 | FALSE | 0 | FALSE | 0 | FALSE | 0 | FALSE | 0 | FALSE | 0 | FALSE | 0 | FALSE | 0
50 |  | 0 | 2650 | FALSE |  | FALSE |  | FALSE |  | FALSE |  | FALSE |  | FALSE |  | FALSE |  | FALSE |  | FALSE |  | FALSE |  | FALSE |  | FALSE |  | FALSE |  | FALSE |  | FALSE |  | FALSE |  | FALSE |  | FALSE |  | FALSE | 0 | FALSE | 0 | FALSE | 0 | FALSE | 0 | FALSE | 0 | FALSE | 0 | FALSE | 0 | FALSE | 0 | FALSE | 0 | FALSE | 0 | FALSE | 0 | FALSE | 0 | TRUE | 1400 | FALSE | 0 | FALSE | 0 | FALSE | 0 | FALSE | 0 | FALSE | 0 | FALSE | 0 | FALSE | 0 | FALSE | 0 | FALSE | 0 | FALSE | 0 | FALSE | 0 | FALSE | 0 | FALSE | 0 | FALSE | 0 | FALSE | 0 | FALSE | 0 | FALSE | 0 | FALSE | 0 | FALSE | 0 | FALSE | 0
50 |  | 0 | 2649 | FALSE |  | FALSE |  | FALSE |  | FALSE |  | FALSE |  | FALSE |  | FALSE |  | FALSE |  | FALSE |  | FALSE |  | FALSE |  | FALSE |  | FALSE |  | FALSE |  | FALSE |  | FALSE |  | FALSE |  | FALSE |  | FALSE | 0 | FALSE | 0 | FALSE | 0 | FALSE | 0 | FALSE | 0 | FALSE | 0 | FALSE | 0 | FALSE | 0 | FALSE | 0 | FALSE | 0 | FALSE | 0 | FALSE | 0 | TRUE | 1400 | FALSE | 0 | FALSE | 0 | FALSE | 0 | FALSE | 0 | FALSE | 0 | FALSE | 0 | FALSE | 0 | FALSE | 0 | FALSE | 0 | FALSE | 0 | FALSE | 0 | FALSE | 0 | FALSE | 0 | FALSE | 0 | FALSE | 0 | FALSE | 0 | FALSE | 0 | FALSE | 0 | FALSE | 0 | FALSE | 0
50 |  | 0 | 2648 | FALSE |  | FALSE |  | FALSE |  | FALSE |  | FALSE |  | FALSE |  | FALSE |  | FALSE |  | FALSE |  | FALSE |  | FALSE |  | FALSE |  | FALSE |  | FALSE |  | FALSE |  | FALSE |  | FALSE |  | FALSE |  | FALSE | 0 | FALSE | 0 | FALSE | 0 | FALSE | 0 | FALSE | 0 | FALSE | 0 | FALSE | 0 | FALSE | 0 | FALSE | 0 | FALSE | 0 | FALSE | 0 | FALSE | 0 | TRUE | 1400 | FALSE | 0 | FALSE | 0 | FALSE | 0 | FALSE | 0 | FALSE | 0 | FALSE | 0 | FALSE | 0 | FALSE | 0 | FALSE | 0 | FALSE | 0 | FALSE | 0 | FALSE | 0 | FALSE | 0 | FALSE | 0 | FALSE | 0 | FALSE | 0 | FALSE | 0 | FALSE | 0 | FALSE | 0 | FALSE | 0
50 |  | 0 | 2647 | FALSE |  | FALSE |  | FALSE |  | FALSE |  | FALSE |  | FALSE |  | FALSE |  | FALSE |  | FALSE |  | FALSE |  | FALSE |  | FALSE |  | FALSE |  | FALSE |  | FALSE |  | FALSE |  | FALSE |  | FALSE |  | FALSE | 0 | FALSE | 0 | FALSE | 0 | FALSE | 0 | FALSE | 0 | FALSE | 0 | FALSE | 0 | FALSE | 0 | FALSE | 0 | FALSE | 0 | FALSE | 0 | FALSE | 0 | TRUE | 1400 | FALSE | 0 | FALSE | 0 | FALSE | 0 | FALSE | 0 | FALSE | 0 | FALSE | 0 | FALSE | 0 | FALSE | 0 | FALSE | 0 | FALSE | 0 | FALSE | 0 | FALSE | 0 | FALSE | 0 | FALSE | 0 | FALSE | 0 | FALSE | 0 | FALSE | 0 | FALSE | 0 | FALSE | 0 | FALSE | 0
50 |  | 0 | 2646 | FALSE |  | FALSE |  | FALSE |  | FALSE |  | FALSE |  | FALSE |  | FALSE |  | FALSE |  | FALSE |  | FALSE |  | FALSE |  | FALSE |  | FALSE |  | FALSE |  | FALSE |  | FALSE |  | FALSE |  | FALSE |  | FALSE | 0 | FALSE | 0 | FALSE | 0 | FALSE | 0 | FALSE | 0 | FALSE | 0 | FALSE | 0 | FALSE | 0 | FALSE | 0 | FALSE | 0 | FALSE | 0 | FALSE | 0 | TRUE | 1400 | FALSE | 0 | FALSE | 0 | FALSE | 0 | FALSE | 0 | FALSE | 0 | FALSE | 0 | FALSE | 0 | FALSE | 0 | FALSE | 0 | FALSE | 0 | FALSE | 0 | FALSE | 0 | FALSE | 0 | FALSE | 0 | FALSE | 0 | FALSE | 0 | FALSE | 0 | FALSE | 0 | FALSE | 0 | FALSE | 0
50 |  | 0 | 2645 | FALSE |  | FALSE |  | FALSE |  | FALSE |  | FALSE |  | FALSE |  | FALSE |  | FALSE |  | FALSE |  | FALSE |  | FALSE |  | FALSE |  | FALSE |  | FALSE |  | FALSE |  | FALSE |  | FALSE |  | FALSE |  | FALSE | 0 | FALSE | 0 | FALSE | 0 | FALSE | 0 | FALSE | 0 | FALSE | 0 | FALSE | 0 | FALSE | 0 | FALSE | 0 | FALSE | 0 | FALSE | 0 | FALSE | 0 | TRUE | 1400 | FALSE | 0 | FALSE | 0 | FALSE | 0 | FALSE | 0 | FALSE | 0 | FALSE | 0 | FALSE | 0 | FALSE | 0 | FALSE | 0 | FALSE | 0 | FALSE | 0 | FALSE | 0 | FALSE | 0 | FALSE | 0 | FALSE | 0 | FALSE | 0 | FALSE | 0 | FALSE | 0 | FALSE | 0 | FALSE | 0
50 |  | 0 | 2644 | FALSE |  | FALSE |  | FALSE |  | FALSE |  | FALSE |  | FALSE |  | FALSE |  | FALSE |  | FALSE |  | FALSE |  | FALSE |  | FALSE |  | FALSE |  | FALSE |  | FALSE |  | FALSE |  | FALSE |  | FALSE |  | FALSE | 0 | FALSE | 0 | FALSE | 0 | FALSE | 0 | FALSE | 0 | FALSE | 0 | FALSE | 0 | FALSE | 0 | FALSE | 0 | FALSE | 0 | FALSE | 0 | FALSE | 0 | TRUE | 1400 | FALSE | 0 | FALSE | 0 | FALSE | 0 | FALSE | 0 | FALSE | 0 | FALSE | 0 | FALSE | 0 | FALSE | 0 | FALSE | 0 | FALSE | 0 | FALSE | 0 | FALSE | 0 | FALSE | 0 | FALSE | 0 | FALSE | 0 | FALSE | 0 | FALSE | 0 | FALSE | 0 | FALSE | 0 | FALSE | 0
50 |  | 0 | 2643 | FALSE |  | FALSE |  | FALSE |  | FALSE |  | FALSE |  | FALSE |  | FALSE |  | FALSE |  | FALSE |  | FALSE |  | FALSE |  | FALSE |  | FALSE |  | FALSE |  | FALSE |  | FALSE |  | FALSE |  | FALSE |  | FALSE | 0 | FALSE | 0 | FALSE | 0 | FALSE | 0 | FALSE | 0 | FALSE | 0 | FALSE | 0 | FALSE | 0 | FALSE | 0 | FALSE | 0 | FALSE | 0 | FALSE | 0 | TRUE | 1400 | FALSE | 0 | FALSE | 0 | FALSE | 0 | FALSE | 0 | FALSE | 0 | FALSE | 0 | FALSE | 0 | FALSE | 0 | FALSE | 0 | FALSE | 0 | FALSE | 0 | FALSE | 0 | FALSE | 0 | FALSE | 0 | FALSE | 0 | FALSE | 0 | FALSE | 0 | FALSE | 0 | FALSE | 0 | FALSE | 0
50 |  | 0 | 2642 | FALSE |  | FALSE |  | FALSE |  | FALSE |  | FALSE |  | FALSE |  | FALSE |  | FALSE |  | FALSE |  | FALSE |  | FALSE |  | FALSE |  | FALSE |  | FALSE |  | FALSE |  | FALSE |  | FALSE |  | FALSE |  | FALSE | 0 | FALSE | 0 | FALSE | 0 | FALSE | 0 | FALSE | 0 | FALSE | 0 | FALSE | 0 | FALSE | 0 | FALSE | 0 | FALSE | 0 | FALSE | 0 | FALSE | 0 | TRUE | 1400 | FALSE | 0 | FALSE | 0 | FALSE | 0 | FALSE | 0 | FALSE | 0 | FALSE | 0 | FALSE | 0 | FALSE | 0 | FALSE | 0 | FALSE | 0 | FALSE | 0 | FALSE | 0 | FALSE | 0 | FALSE | 0 | FALSE | 0 | FALSE | 0 | FALSE | 0 | FALSE | 0 | FALSE | 0 | FALSE | 0
50 |  | 0 | 2641 | FALSE |  | FALSE |  | FALSE |  | FALSE |  | FALSE |  | FALSE |  | FALSE |  | FALSE |  | FALSE |  | FALSE |  | FALSE |  | FALSE |  | FALSE |  | FALSE |  | FALSE |  | FALSE |  | FALSE |  | FALSE |  | FALSE | 0 | FALSE | 0 | FALSE | 0 | FALSE | 0 | FALSE | 0 | FALSE | 0 | FALSE | 0 | FALSE | 0 | FALSE | 0 | FALSE | 0 | FALSE | 0 | FALSE | 0 | TRUE | 1400 | FALSE | 0 | FALSE | 0 | FALSE | 0 | FALSE | 0 | FALSE | 0 | FALSE | 0 | FALSE | 0 | FALSE | 0 | FALSE | 0 | FALSE | 0 | FALSE | 0 | FALSE | 0 | FALSE | 0 | FALSE | 0 | FALSE | 0 | FALSE | 0 | FALSE | 0 | FALSE | 0 | FALSE | 0 | FALSE | 0
50 |  | 0 | 2640 | FALSE |  | FALSE |  | FALSE |  | FALSE |  | FALSE |  | FALSE |  | FALSE |  | FALSE |  | FALSE |  | FALSE |  | FALSE |  | FALSE |  | FALSE |  | FALSE |  | FALSE |  | FALSE |  | FALSE |  | FALSE |  | FALSE | 0 | FALSE | 0 | FALSE | 0 | FALSE | 0 | FALSE | 0 | FALSE | 0 | FALSE | 0 | FALSE | 0 | FALSE | 0 | FALSE | 0 | FALSE | 0 | FALSE | 0 | TRUE | 1400 | FALSE | 0 | FALSE | 0 | FALSE | 0 | FALSE | 0 | FALSE | 0 | FALSE | 0 | FALSE | 0 | FALSE | 0 | FALSE | 0 | FALSE | 0 | FALSE | 0 | FALSE | 0 | FALSE | 0 | FALSE | 0 | FALSE | 0 | FALSE | 0 | FALSE | 0 | FALSE | 0 | FALSE | 0 | FALSE | 0
50 |  | 0 | 2639 | FALSE |  | FALSE |  | FALSE |  | FALSE |  | FALSE |  | FALSE |  | FALSE |  | FALSE |  | FALSE |  | FALSE |  | FALSE |  | FALSE |  | FALSE |  | FALSE |  | FALSE |  | FALSE |  | FALSE |  | FALSE |  | FALSE | 0 | FALSE | 0 | FALSE | 0 | FALSE | 0 | FALSE | 0 | FALSE | 0 | FALSE | 0 | FALSE | 0 | FALSE | 0 | FALSE | 0 | FALSE | 0 | FALSE | 0 | TRUE | 1400 | FALSE | 0 | FALSE | 0 | FALSE | 0 | FALSE | 0 | FALSE | 0 | FALSE | 0 | FALSE | 0 | FALSE | 0 | FALSE | 0 | FALSE | 0 | FALSE | 0 | FALSE | 0 | FALSE | 0 | FALSE | 0 | FALSE | 0 | FALSE | 0 | FALSE | 0 | FALSE | 0 | FALSE | 0 | FALSE | 0
50 |  | 0 | 2638 | FALSE |  | FALSE |  | FALSE |  | FALSE |  | FALSE |  | FALSE |  | FALSE |  | FALSE |  | FALSE |  | FALSE |  | FALSE |  | FALSE |  | FALSE |  | FALSE |  | FALSE |  | FALSE |  | FALSE |  | FALSE |  | FALSE | 0 | FALSE | 0 | FALSE | 0 | FALSE | 0 | FALSE | 0 | FALSE | 0 | FALSE | 0 | FALSE | 0 | FALSE | 0 | FALSE | 0 | FALSE | 0 | FALSE | 0 | TRUE | 1400 | FALSE | 0 | FALSE | 0 | FALSE | 0 | FALSE | 0 | FALSE | 0 | FALSE | 0 | FALSE | 0 | FALSE | 0 | FALSE | 0 | FALSE | 0 | FALSE | 0 | FALSE | 0 | FALSE | 0 | FALSE | 0 | FALSE | 0 | FALSE | 0 | FALSE | 0 | FALSE | 0 | FALSE | 0 | FALSE | 0
50 |  | 0 | 2637 | FALSE |  | FALSE |  | FALSE |  | FALSE |  | FALSE |  | FALSE |  | FALSE |  | FALSE |  | FALSE |  | FALSE |  | FALSE |  | FALSE |  | FALSE |  | FALSE |  | FALSE |  | FALSE |  | FALSE |  | FALSE |  | FALSE | 0 | FALSE | 0 | FALSE | 0 | FALSE | 0 | FALSE | 0 | FALSE | 0 | FALSE | 0 | FALSE | 0 | FALSE | 0 | FALSE | 0 | FALSE | 0 | FALSE | 0 | TRUE | 1400 | FALSE | 0 | FALSE | 0 | FALSE | 0 | FALSE | 0 | FALSE | 0 | FALSE | 0 | FALSE | 0 | FALSE | 0 | FALSE | 0 | FALSE | 0 | FALSE | 0 | FALSE | 0 | FALSE | 0 | FALSE | 0 | FALSE | 0 | FALSE | 0 | FALSE | 0 | FALSE | 0 | FALSE | 0 | FALSE | 0
50 |  | 0 | 2636 | FALSE |  | FALSE |  | FALSE |  | FALSE |  | FALSE |  | FALSE |  | FALSE |  | FALSE |  | FALSE |  | FALSE |  | FALSE |  | FALSE |  | FALSE |  | FALSE |  | FALSE |  | FALSE |  | FALSE |  | FALSE |  | FALSE | 0 | FALSE | 0 | FALSE | 0 | FALSE | 0 | FALSE | 0 | FALSE | 0 | FALSE | 0 | FALSE | 0 | FALSE | 0 | FALSE | 0 | FALSE | 0 | FALSE | 0 | TRUE | 1400 | FALSE | 0 | FALSE | 0 | FALSE | 0 | FALSE | 0 | FALSE | 0 | FALSE | 0 | FALSE | 0 | FALSE | 0 | FALSE | 0 | FALSE | 0 | FALSE | 0 | FALSE | 0 | FALSE | 0 | FALSE | 0 | FALSE | 0 | FALSE | 0 | FALSE | 0 | FALSE | 0 | FALSE | 0 | FALSE | 0
50 |  | 0 | 2635 | FALSE |  | FALSE |  | FALSE |  | FALSE |  | FALSE |  | FALSE |  | FALSE |  | FALSE |  | FALSE |  | FALSE |  | FALSE |  | FALSE |  | FALSE |  | FALSE |  | FALSE |  | FALSE |  | FALSE |  | FALSE |  | FALSE | 0 | FALSE | 0 | FALSE | 0 | FALSE | 0 | FALSE | 0 | FALSE | 0 | FALSE | 0 | FALSE | 0 | FALSE | 0 | FALSE | 0 | FALSE | 0 | FALSE | 0 | TRUE | 1400 | FALSE | 0 | FALSE | 0 | FALSE | 0 | FALSE | 0 | FALSE | 0 | FALSE | 0 | FALSE | 0 | FALSE | 0 | FALSE | 0 | FALSE | 0 | FALSE | 0 | FALSE | 0 | FALSE | 0 | FALSE | 0 | FALSE | 0 | FALSE | 0 | FALSE | 0 | FALSE | 0 | FALSE | 0 | FALSE | 0
50 |  | 0 | 2634 | FALSE |  | FALSE |  | FALSE |  | FALSE |  | FALSE |  | FALSE |  | FALSE |  | FALSE |  | FALSE |  | FALSE |  | FALSE |  | FALSE |  | FALSE |  | FALSE |  | FALSE |  | FALSE |  | FALSE |  | FALSE |  | FALSE | 0 | FALSE | 0 | FALSE | 0 | FALSE | 0 | FALSE | 0 | FALSE | 0 | FALSE | 0 | FALSE | 0 | FALSE | 0 | FALSE | 0 | FALSE | 0 | FALSE | 0 | TRUE | 1400 | FALSE | 0 | FALSE | 0 | FALSE | 0 | FALSE | 0 | FALSE | 0 | FALSE | 0 | FALSE | 0 | FALSE | 0 | FALSE | 0 | FALSE | 0 | FALSE | 0 | FALSE | 0 | FALSE | 0 | FALSE | 0 | FALSE | 0 | FALSE | 0 | FALSE | 0 | FALSE | 0 | FALSE | 0 | FALSE | 0
50 |  | 0 | 2633 | FALSE |  | FALSE |  | FALSE |  | FALSE |  | FALSE |  | FALSE |  | FALSE |  | FALSE |  | FALSE |  | FALSE |  | FALSE |  | FALSE |  | FALSE |  | FALSE |  | FALSE |  | FALSE |  | FALSE |  | FALSE |  | FALSE | 0 | FALSE | 0 | FALSE | 0 | FALSE | 0 | FALSE | 0 | FALSE | 0 | FALSE | 0 | FALSE | 0 | FALSE | 0 | FALSE | 0 | FALSE | 0 | FALSE | 0 | TRUE | 1400 | FALSE | 0 | FALSE | 0 | FALSE | 0 | FALSE | 0 | FALSE | 0 | FALSE | 0 | FALSE | 0 | FALSE | 0 | FALSE | 0 | FALSE | 0 | FALSE | 0 | FALSE | 0 | FALSE | 0 | FALSE | 0 | FALSE | 0 | FALSE | 0 | FALSE | 0 | FALSE | 0 | FALSE | 0 | FALSE | 0
50 |  | 0 | 2632 | FALSE |  | FALSE |  | FALSE |  | FALSE |  | FALSE |  | FALSE |  | FALSE |  | FALSE |  | FALSE |  | FALSE |  | FALSE |  | FALSE |  | FALSE |  | FALSE |  | FALSE |  | FALSE |  | FALSE |  | FALSE |  | FALSE | 0 | FALSE | 0 | FALSE | 0 | FALSE | 0 | FALSE | 0 | FALSE | 0 | FALSE | 0 | FALSE | 0 | FALSE | 0 | FALSE | 0 | FALSE | 0 | FALSE | 0 | TRUE | 1400 | FALSE | 0 | FALSE | 0 | FALSE | 0 | FALSE | 0 | FALSE | 0 | FALSE | 0 | FALSE | 0 | FALSE | 0 | FALSE | 0 | FALSE | 0 | FALSE | 0 | FALSE | 0 | FALSE | 0 | FALSE | 0 | FALSE | 0 | FALSE | 0 | FALSE | 0 | FALSE | 0 | FALSE | 0 | FALSE | 0
50 |  | 0 | 2631 | FALSE |  | FALSE |  | FALSE |  | FALSE |  | FALSE |  | FALSE |  | FALSE |  | FALSE |  | FALSE |  | FALSE |  | FALSE |  | FALSE |  | FALSE |  | FALSE |  | FALSE |  | FALSE |  | FALSE |  | FALSE |  | FALSE | 0 | FALSE | 0 | FALSE | 0 | FALSE | 0 | FALSE | 0 | FALSE | 0 | FALSE | 0 | FALSE | 0 | FALSE | 0 | FALSE | 0 | FALSE | 0 | FALSE | 0 | TRUE | 1400 | FALSE | 0 | FALSE | 0 | FALSE | 0 | FALSE | 0 | FALSE | 0 | FALSE | 0 | FALSE | 0 | FALSE | 0 | FALSE | 0 | FALSE | 0 | FALSE | 0 | FALSE | 0 | FALSE | 0 | FALSE | 0 | FALSE | 0 | FALSE | 0 | FALSE | 0 | FALSE | 0 | FALSE | 0 | FALSE | 0
50 |  | 0 | 2630 | FALSE |  | FALSE |  | FALSE |  | FALSE |  | FALSE |  | FALSE |  | FALSE |  | FALSE |  | FALSE |  | FALSE |  | FALSE |  | FALSE |  | FALSE |  | FALSE |  | FALSE |  | FALSE |  | FALSE |  | FALSE |  | FALSE | 0 | FALSE | 0 | FALSE | 0 | FALSE | 0 | FALSE | 0 | FALSE | 0 | FALSE | 0 | FALSE | 0 | FALSE | 0 | FALSE | 0 | FALSE | 0 | FALSE | 0 | TRUE | 1400 | FALSE | 0 | FALSE | 0 | FALSE | 0 | FALSE | 0 | FALSE | 0 | FALSE | 0 | FALSE | 0 | FALSE | 0 | FALSE | 0 | FALSE | 0 | FALSE | 0 | FALSE | 0 | FALSE | 0 | FALSE | 0 | FALSE | 0 | FALSE | 0 | FALSE | 0 | FALSE | 0 | FALSE | 0 | FALSE | 0
50 |  | 0 | 2629 | FALSE |  | FALSE |  | FALSE |  | FALSE |  | FALSE |  | FALSE |  | FALSE |  | FALSE |  | FALSE |  | FALSE |  | FALSE |  | FALSE |  | FALSE |  | FALSE |  | FALSE |  | FALSE |  | FALSE |  | FALSE |  | FALSE | 0 | FALSE | 0 | FALSE | 0 | FALSE | 0 | FALSE | 0 | FALSE | 0 | FALSE | 0 | FALSE | 0 | FALSE | 0 | FALSE | 0 | FALSE | 0 | FALSE | 0 | TRUE | 1400 | FALSE | 0 | FALSE | 0 | FALSE | 0 | FALSE | 0 | FALSE | 0 | FALSE | 0 | FALSE | 0 | FALSE | 0 | FALSE | 0 | FALSE | 0 | FALSE | 0 | FALSE | 0 | FALSE | 0 | FALSE | 0 | FALSE | 0 | FALSE | 0 | FALSE | 0 | FALSE | 0 | FALSE | 0 | FALSE | 0
50 |  | 0 | 2628 | FALSE |  | FALSE |  | FALSE |  | FALSE |  | FALSE |  | FALSE |  | FALSE |  | FALSE |  | FALSE |  | FALSE |  | FALSE |  | FALSE |  | FALSE |  | FALSE |  | FALSE |  | FALSE |  | FALSE |  | FALSE |  | FALSE | 0 | FALSE | 0 | FALSE | 0 | FALSE | 0 | FALSE | 0 | FALSE | 0 | FALSE | 0 | FALSE | 0 | FALSE | 0 | FALSE | 0 | FALSE | 0 | FALSE | 0 | TRUE | 1400 | FALSE | 0 | FALSE | 0 | FALSE | 0 | FALSE | 0 | FALSE | 0 | FALSE | 0 | FALSE | 0 | FALSE | 0 | FALSE | 0 | FALSE | 0 | FALSE | 0 | FALSE | 0 | FALSE | 0 | FALSE | 0 | FALSE | 0 | FALSE | 0 | FALSE | 0 | FALSE | 0 | FALSE | 0 | FALSE | 0
50 |  | 0 | 2627 | FALSE |  | FALSE |  | FALSE |  | FALSE |  | FALSE |  | FALSE |  | FALSE |  | FALSE |  | FALSE |  | FALSE |  | FALSE |  | FALSE |  | FALSE |  | FALSE |  | FALSE |  | FALSE |  | FALSE |  | FALSE |  | FALSE | 0 | FALSE | 0 | FALSE | 0 | FALSE | 0 | FALSE | 0 | FALSE | 0 | FALSE | 0 | FALSE | 0 | FALSE | 0 | FALSE | 0 | FALSE | 0 | FALSE | 0 | TRUE | 1400 | FALSE | 0 | FALSE | 0 | FALSE | 0 | FALSE | 0 | FALSE | 0 | FALSE | 0 | FALSE | 0 | FALSE | 0 | FALSE | 0 | FALSE | 0 | FALSE | 0 | FALSE | 0 | FALSE | 0 | FALSE | 0 | FALSE | 0 | FALSE | 0 | FALSE | 0 | FALSE | 0 | FALSE | 0 | FALSE | 0
50 |  | 0 | 2626 | FALSE |  | FALSE |  | FALSE |  | FALSE |  | FALSE |  | FALSE |  | FALSE |  | FALSE |  | FALSE |  | FALSE |  | FALSE |  | FALSE |  | FALSE |  | FALSE |  | FALSE |  | FALSE |  | FALSE |  | FALSE |  | FALSE | 0 | FALSE | 0 | FALSE | 0 | FALSE | 0 | FALSE | 0 | FALSE | 0 | FALSE | 0 | FALSE | 0 | FALSE | 0 | FALSE | 0 | FALSE | 0 | FALSE | 0 | TRUE | 1400 | FALSE | 0 | FALSE | 0 | FALSE | 0 | FALSE | 0 | FALSE | 0 | FALSE | 0 | FALSE | 0 | FALSE | 0 | FALSE | 0 | FALSE | 0 | FALSE | 0 | FALSE | 0 | FALSE | 0 | FALSE | 0 | FALSE | 0 | FALSE | 0 | FALSE | 0 | FALSE | 0 | FALSE | 0 | FALSE | 0
50 |  | 0 | 2625 | FALSE |  | FALSE |  | FALSE |  | FALSE |  | FALSE |  | FALSE |  | FALSE |  | FALSE |  | FALSE |  | FALSE |  | FALSE |  | FALSE |  | FALSE |  | FALSE |  | FALSE |  | FALSE |  | FALSE |  | FALSE |  | FALSE | 0 | FALSE | 0 | FALSE | 0 | FALSE | 0 | FALSE | 0 | FALSE | 0 | FALSE | 0 | FALSE | 0 | FALSE | 0 | FALSE | 0 | FALSE | 0 | FALSE | 0 | TRUE | 1400 | FALSE | 0 | FALSE | 0 | FALSE | 0 | FALSE | 0 | FALSE | 0 | FALSE | 0 | FALSE | 0 | FALSE | 0 | FALSE | 0 | FALSE | 0 | FALSE | 0 | FALSE | 0 | FALSE | 0 | FALSE | 0 | FALSE | 0 | FALSE | 0 | FALSE | 0 | FALSE | 0 | FALSE | 0 | FALSE | 0
50 |  | 0 | 2624 | FALSE |  | FALSE |  | FALSE |  | FALSE |  | FALSE |  | FALSE |  | FALSE |  | FALSE |  | FALSE |  | FALSE |  | FALSE |  | FALSE |  | FALSE |  | FALSE |  | FALSE |  | FALSE |  | FALSE |  | FALSE |  | FALSE | 0 | FALSE | 0 | FALSE | 0 | FALSE | 0 | FALSE | 0 | FALSE | 0 | FALSE | 0 | FALSE | 0 | FALSE | 0 | FALSE | 0 | FALSE | 0 | FALSE | 0 | TRUE | 1400 | FALSE | 0 | FALSE | 0 | FALSE | 0 | FALSE | 0 | FALSE | 0 | FALSE | 0 | FALSE | 0 | FALSE | 0 | FALSE | 0 | FALSE | 0 | FALSE | 0 | FALSE | 0 | FALSE | 0 | FALSE | 0 | FALSE | 0 | FALSE | 0 | FALSE | 0 | FALSE | 0 | FALSE | 0 | FALSE | 0
50 |  | 0 | 2623 | FALSE |  | FALSE |  | FALSE |  | FALSE |  | FALSE |  | FALSE |  | FALSE |  | FALSE |  | FALSE |  | FALSE |  | FALSE |  | FALSE |  | FALSE |  | FALSE |  | FALSE |  | FALSE |  | FALSE |  | FALSE |  | FALSE | 0 | FALSE | 0 | FALSE | 0 | FALSE | 0 | FALSE | 0 | FALSE | 0 | FALSE | 0 | FALSE | 0 | FALSE | 0 | FALSE | 0 | FALSE | 0 | FALSE | 0 | TRUE | 1400 | FALSE | 0 | FALSE | 0 | FALSE | 0 | FALSE | 0 | FALSE | 0 | FALSE | 0 | FALSE | 0 | FALSE | 0 | FALSE | 0 | FALSE | 0 | FALSE | 0 | FALSE | 0 | FALSE | 0 | FALSE | 0 | FALSE | 0 | FALSE | 0 | FALSE | 0 | FALSE | 0 | FALSE | 0 | FALSE | 0
50 |  | 0 | 2622 | FALSE |  | FALSE |  | FALSE |  | FALSE |  | FALSE |  | FALSE |  | FALSE |  | FALSE |  | FALSE |  | FALSE |  | FALSE |  | FALSE |  | FALSE |  | FALSE |  | FALSE |  | FALSE |  | FALSE |  | FALSE |  | FALSE | 0 | FALSE | 0 | FALSE | 0 | FALSE | 0 | FALSE | 0 | FALSE | 0 | FALSE | 0 | FALSE | 0 | FALSE | 0 | FALSE | 0 | FALSE | 0 | FALSE | 0 | TRUE | 1400 | FALSE | 0 | FALSE | 0 | FALSE | 0 | FALSE | 0 | FALSE | 0 | FALSE | 0 | FALSE | 0 | FALSE | 0 | FALSE | 0 | FALSE | 0 | FALSE | 0 | FALSE | 0 | FALSE | 0 | FALSE | 0 | FALSE | 0 | FALSE | 0 | FALSE | 0 | FALSE | 0 | FALSE | 0 | FALSE | 0
50 |  | 0 | 2621 | FALSE |  | FALSE |  | FALSE |  | FALSE |  | FALSE |  | FALSE |  | FALSE |  | FALSE |  | FALSE |  | FALSE |  | FALSE |  | FALSE |  | FALSE |  | FALSE |  | FALSE |  | FALSE |  | FALSE |  | FALSE |  | FALSE | 0 | FALSE | 0 | FALSE | 0 | FALSE | 0 | FALSE | 0 | FALSE | 0 | FALSE | 0 | FALSE | 0 | FALSE | 0 | FALSE | 0 | FALSE | 0 | FALSE | 0 | TRUE | 1400 | FALSE | 0 | FALSE | 0 | FALSE | 0 | FALSE | 0 | FALSE | 0 | FALSE | 0 | FALSE | 0 | FALSE | 0 | FALSE | 0 | FALSE | 0 | FALSE | 0 | FALSE | 0 | FALSE | 0 | FALSE | 0 | FALSE | 0 | FALSE | 0 | FALSE | 0 | FALSE | 0 | FALSE | 0 | FALSE | 0
50 |  | 0 | 2620 | FALSE |  | FALSE |  | FALSE |  | FALSE |  | FALSE |  | FALSE |  | FALSE |  | FALSE |  | FALSE |  | FALSE |  | FALSE |  | FALSE |  | FALSE |  | FALSE |  | FALSE |  | FALSE |  | FALSE |  | FALSE |  | FALSE | 0 | FALSE | 0 | FALSE | 0 | FALSE | 0 | FALSE | 0 | FALSE | 0 | FALSE | 0 | FALSE | 0 | FALSE | 0 | FALSE | 0 | FALSE | 0 | FALSE | 0 | TRUE | 1400 | FALSE | 0 | FALSE | 0 | FALSE | 0 | FALSE | 0 | FALSE | 0 | FALSE | 0 | FALSE | 0 | FALSE | 0 | FALSE | 0 | FALSE | 0 | FALSE | 0 | FALSE | 0 | FALSE | 0 | FALSE | 0 | FALSE | 0 | FALSE | 0 | FALSE | 0 | FALSE | 0 | FALSE | 0 | FALSE | 0
50 |  | 0 | 2619 | FALSE |  | FALSE |  | FALSE |  | FALSE |  | FALSE |  | FALSE |  | FALSE |  | FALSE |  | FALSE |  | FALSE |  | FALSE |  | FALSE |  | FALSE |  | FALSE |  | FALSE |  | FALSE |  | FALSE |  | FALSE |  | FALSE | 0 | FALSE | 0 | FALSE | 0 | FALSE | 0 | FALSE | 0 | FALSE | 0 | FALSE | 0 | FALSE | 0 | FALSE | 0 | FALSE | 0 | FALSE | 0 | FALSE | 0 | TRUE | 1400 | FALSE | 0 | FALSE | 0 | FALSE | 0 | FALSE | 0 | FALSE | 0 | FALSE | 0 | FALSE | 0 | FALSE | 0 | FALSE | 0 | FALSE | 0 | FALSE | 0 | FALSE | 0 | FALSE | 0 | FALSE | 0 | FALSE | 0 | FALSE | 0 | FALSE | 0 | FALSE | 0 | FALSE | 0 | FALSE | 0
50 |  | 0 | 2618 | FALSE |  | FALSE |  | FALSE |  | FALSE |  | FALSE |  | FALSE |  | FALSE |  | FALSE |  | FALSE |  | FALSE |  | FALSE |  | FALSE |  | FALSE |  | FALSE |  | FALSE |  | FALSE |  | FALSE |  | FALSE |  | FALSE | 0 | FALSE | 0 | FALSE | 0 | FALSE | 0 | FALSE | 0 | FALSE | 0 | FALSE | 0 | FALSE | 0 | FALSE | 0 | FALSE | 0 | FALSE | 0 | FALSE | 0 | TRUE | 1400 | FALSE | 0 | FALSE | 0 | FALSE | 0 | FALSE | 0 | FALSE | 0 | FALSE | 0 | FALSE | 0 | FALSE | 0 | FALSE | 0 | FALSE | 0 | FALSE | 0 | FALSE | 0 | FALSE | 0 | FALSE | 0 | FALSE | 0 | FALSE | 0 | FALSE | 0 | FALSE | 0 | FALSE | 0 | FALSE | 0
50 |  | 0 | 2617 | FALSE |  | FALSE |  | FALSE |  | FALSE |  | FALSE |  | FALSE |  | FALSE |  | FALSE |  | FALSE |  | FALSE |  | FALSE |  | FALSE |  | FALSE |  | FALSE |  | FALSE |  | FALSE |  | FALSE |  | FALSE |  | FALSE | 0 | FALSE | 0 | FALSE | 0 | FALSE | 0 | FALSE | 0 | FALSE | 0 | FALSE | 0 | FALSE | 0 | FALSE | 0 | FALSE | 0 | FALSE | 0 | FALSE | 0 | TRUE | 1400 | FALSE | 0 | FALSE | 0 | FALSE | 0 | FALSE | 0 | FALSE | 0 | FALSE | 0 | FALSE | 0 | FALSE | 0 | FALSE | 0 | FALSE | 0 | FALSE | 0 | FALSE | 0 | FALSE | 0 | FALSE | 0 | FALSE | 0 | FALSE | 0 | FALSE | 0 | FALSE | 0 | FALSE | 0 | FALSE | 0
50 |  | 0 | 2616 | FALSE |  | FALSE |  | FALSE |  | FALSE |  | FALSE |  | FALSE |  | FALSE |  | FALSE |  | FALSE |  | FALSE |  | FALSE |  | FALSE |  | FALSE |  | FALSE |  | FALSE |  | FALSE |  | FALSE |  | FALSE |  | FALSE | 0 | FALSE | 0 | FALSE | 0 | FALSE | 0 | FALSE | 0 | FALSE | 0 | FALSE | 0 | FALSE | 0 | FALSE | 0 | FALSE | 0 | FALSE | 0 | FALSE | 0 | TRUE | 1400 | FALSE | 0 | FALSE | 0 | FALSE | 0 | FALSE | 0 | FALSE | 0 | FALSE | 0 | FALSE | 0 | FALSE | 0 | FALSE | 0 | FALSE | 0 | FALSE | 0 | FALSE | 0 | FALSE | 0 | FALSE | 0 | FALSE | 0 | FALSE | 0 | FALSE | 0 | FALSE | 0 | FALSE | 0 | FALSE | 0
50 |  | 0 | 2615 | FALSE |  | FALSE |  | FALSE |  | FALSE |  | FALSE |  | FALSE |  | FALSE |  | FALSE |  | FALSE |  | FALSE |  | FALSE |  | FALSE |  | FALSE |  | FALSE |  | FALSE |  | FALSE |  | FALSE |  | FALSE |  | FALSE | 0 | FALSE | 0 | FALSE | 0 | FALSE | 0 | FALSE | 0 | FALSE | 0 | FALSE | 0 | FALSE | 0 | FALSE | 0 | FALSE | 0 | FALSE | 0 | FALSE | 0 | TRUE | 1400 | FALSE | 0 | FALSE | 0 | FALSE | 0 | FALSE | 0 | FALSE | 0 | FALSE | 0 | FALSE | 0 | FALSE | 0 | FALSE | 0 | FALSE | 0 | FALSE | 0 | FALSE | 0 | FALSE | 0 | FALSE | 0 | FALSE | 0 | FALSE | 0 | FALSE | 0 | FALSE | 0 | FALSE | 0 | FALSE | 0
50 |  | 0 | 2614 | FALSE |  | FALSE |  | FALSE |  | FALSE |  | FALSE |  | FALSE |  | FALSE |  | FALSE |  | FALSE |  | FALSE |  | FALSE |  | FALSE |  | FALSE |  | FALSE |  | FALSE |  | FALSE |  | FALSE |  | FALSE |  | FALSE | 0 | FALSE | 0 | FALSE | 0 | FALSE | 0 | FALSE | 0 | FALSE | 0 | FALSE | 0 | FALSE | 0 | FALSE | 0 | FALSE | 0 | FALSE | 0 | FALSE | 0 | TRUE | 1400 | FALSE | 0 | FALSE | 0 | FALSE | 0 | FALSE | 0 | FALSE | 0 | FALSE | 0 | FALSE | 0 | FALSE | 0 | FALSE | 0 | FALSE | 0 | FALSE | 0 | FALSE | 0 | FALSE | 0 | FALSE | 0 | FALSE | 0 | FALSE | 0 | FALSE | 0 | FALSE | 0 | FALSE | 0 | FALSE | 0
50 |  | 0 | 2613 | FALSE |  | FALSE |  | FALSE |  | FALSE |  | FALSE |  | FALSE |  | FALSE |  | FALSE |  | FALSE |  | FALSE |  | FALSE |  | FALSE |  | FALSE |  | FALSE |  | FALSE |  | FALSE |  | FALSE |  | FALSE |  | FALSE | 0 | FALSE | 0 | FALSE | 0 | FALSE | 0 | FALSE | 0 | FALSE | 0 | FALSE | 0 | FALSE | 0 | FALSE | 0 | FALSE | 0 | FALSE | 0 | FALSE | 0 | TRUE | 1400 | FALSE | 0 | FALSE | 0 | FALSE | 0 | FALSE | 0 | FALSE | 0 | FALSE | 0 | FALSE | 0 | FALSE | 0 | FALSE | 0 | FALSE | 0 | FALSE | 0 | FALSE | 0 | FALSE | 0 | FALSE | 0 | FALSE | 0 | FALSE | 0 | FALSE | 0 | FALSE | 0 | FALSE | 0 | FALSE | 0
50 |  | 0 | 2612 | FALSE |  | FALSE |  | FALSE |  | FALSE |  | FALSE |  | FALSE |  | FALSE |  | FALSE |  | FALSE |  | FALSE |  | FALSE |  | FALSE |  | FALSE |  | FALSE |  | FALSE |  | FALSE |  | FALSE |  | FALSE |  | FALSE | 0 | FALSE | 0 | FALSE | 0 | FALSE | 0 | FALSE | 0 | FALSE | 0 | FALSE | 0 | FALSE | 0 | FALSE | 0 | FALSE | 0 | FALSE | 0 | FALSE | 0 | TRUE | 1400 | FALSE | 0 | FALSE | 0 | FALSE | 0 | FALSE | 0 | FALSE | 0 | FALSE | 0 | FALSE | 0 | FALSE | 0 | FALSE | 0 | FALSE | 0 | FALSE | 0 | FALSE | 0 | FALSE | 0 | FALSE | 0 | FALSE | 0 | FALSE | 0 | FALSE | 0 | FALSE | 0 | FALSE | 0 | FALSE | 0
50 |  | 0 | 2611 | FALSE |  | FALSE |  | FALSE |  | FALSE |  | FALSE |  | FALSE |  | FALSE |  | FALSE |  | FALSE |  | FALSE |  | FALSE |  | FALSE |  | FALSE |  | FALSE |  | FALSE |  | FALSE |  | FALSE |  | FALSE |  | FALSE | 0 | FALSE | 0 | FALSE | 0 | FALSE | 0 | FALSE | 0 | FALSE | 0 | FALSE | 0 | FALSE | 0 | FALSE | 0 | FALSE | 0 | FALSE | 0 | FALSE | 0 | TRUE | 1400 | FALSE | 0 | FALSE | 0 | FALSE | 0 | FALSE | 0 | FALSE | 0 | FALSE | 0 | FALSE | 0 | FALSE | 0 | FALSE | 0 | FALSE | 0 | FALSE | 0 | FALSE | 0 | FALSE | 0 | FALSE | 0 | FALSE | 0 | FALSE | 0 | FALSE | 0 | FALSE | 0 | FALSE | 0 | FALSE | 0
50 |  | 0 | 2610 | FALSE |  | FALSE |  | FALSE |  | FALSE |  | FALSE |  | FALSE |  | FALSE |  | FALSE |  | FALSE |  | FALSE |  | FALSE |  | FALSE |  | FALSE |  | FALSE |  | FALSE |  | FALSE |  | FALSE |  | FALSE | 0 | FALSE | 0 | FALSE | 0 | FALSE | 0 | FALSE | 0 | FALSE | 0 | FALSE | 0 | FALSE | 0 | FALSE | 0 | FALSE | 0 | FALSE | 0 | FALSE | 0 | FALSE | 0 | TRUE | 1400 | FALSE | 0 | FALSE | 0 | FALSE | 0 | FALSE | 0 | FALSE | 0 | FALSE | 0 | FALSE | 0 | FALSE | 0 | FALSE | 0 | FALSE | 0 | FALSE | 0 | FALSE | 0 | FALSE | 0 | FALSE | 0 | FALSE | 0 | FALSE | 0 | FALSE | 0 | FALSE | 0 | FALSE | 0 | FALSE | 0
50 |  | 0 | 2609 | FALSE |  | FALSE |  | FALSE |  | FALSE |  | FALSE |  | FALSE |  | FALSE |  | FALSE |  | FALSE |  | FALSE |  | FALSE |  | FALSE |  | FALSE |  | FALSE |  | FALSE |  | FALSE |  | FALSE |  | FALSE | 0 | FALSE | 0 | FALSE | 0 | FALSE | 0 | FALSE | 0 | FALSE | 0 | FALSE | 0 | FALSE | 0 | FALSE | 0 | FALSE | 0 | FALSE | 0 | FALSE | 0 | FALSE | 0 | TRUE | 1400 | FALSE | 0 | FALSE | 0 | FALSE | 0 | FALSE | 0 | FALSE | 0 | FALSE | 0 | FALSE | 0 | FALSE | 0 | FALSE | 0 | FALSE | 0 | FALSE | 0 | FALSE | 0 | FALSE | 0 | FALSE | 0 | FALSE | 0 | FALSE | 0 | FALSE | 0 | FALSE | 0 | FALSE | 0 | FALSE | 0
50 |  | 0 | 2608 | FALSE |  | FALSE |  | FALSE |  | FALSE |  | FALSE |  | FALSE |  | FALSE |  | FALSE |  | FALSE |  | FALSE |  | FALSE |  | FALSE |  | FALSE |  | FALSE |  | FALSE |  | FALSE |  | FALSE |  | FALSE | 0 | FALSE | 0 | FALSE | 0 | FALSE | 0 | FALSE | 0 | FALSE | 0 | FALSE | 0 | FALSE | 0 | FALSE | 0 | FALSE | 0 | FALSE | 0 | FALSE | 0 | FALSE | 0 | TRUE | 1400 | FALSE | 0 | FALSE | 0 | FALSE | 0 | FALSE | 0 | FALSE | 0 | FALSE | 0 | FALSE | 0 | FALSE | 0 | FALSE | 0 | FALSE | 0 | FALSE | 0 | FALSE | 0 | FALSE | 0 | FALSE | 0 | FALSE | 0 | FALSE | 0 | FALSE | 0 | FALSE | 0 | FALSE | 0 | FALSE | 0
50 |  | 0 | 2607 | FALSE |  | FALSE |  | FALSE |  | FALSE |  | FALSE |  | FALSE |  | FALSE |  | FALSE |  | FALSE |  | FALSE |  | FALSE |  | FALSE |  | FALSE |  | FALSE |  | FALSE |  | FALSE |  | FALSE |  | FALSE | 0 | FALSE | 0 | FALSE | 0 | FALSE | 0 | FALSE | 0 | FALSE | 0 | FALSE | 0 | FALSE | 0 | FALSE | 0 | FALSE | 0 | FALSE | 0 | FALSE | 0 | FALSE | 0 | TRUE | 1400 | FALSE | 0 | FALSE | 0 | FALSE | 0 | FALSE | 0 | FALSE | 0 | FALSE | 0 | FALSE | 0 | FALSE | 0 | FALSE | 0 | FALSE | 0 | FALSE | 0 | FALSE | 0 | FALSE | 0 | FALSE | 0 | FALSE | 0 | FALSE | 0 | FALSE | 0 | FALSE | 0 | FALSE | 0 | FALSE | 0
50 |  | 0 | 2606 | FALSE |  | FALSE |  | FALSE |  | FALSE |  | FALSE |  | FALSE |  | FALSE |  | FALSE |  | FALSE |  | FALSE |  | FALSE |  | FALSE |  | FALSE |  | FALSE |  | FALSE |  | FALSE |  | FALSE |  | FALSE | 0 | FALSE | 0 | FALSE | 0 | FALSE | 0 | FALSE | 0 | FALSE | 0 | FALSE | 0 | FALSE | 0 | FALSE | 0 | FALSE | 0 | FALSE | 0 | FALSE | 0 | FALSE | 0 | TRUE | 1400 | FALSE | 0 | FALSE | 0 | FALSE | 0 | FALSE | 0 | FALSE | 0 | FALSE | 0 | FALSE | 0 | FALSE | 0 | FALSE | 0 | FALSE | 0 | FALSE | 0 | FALSE | 0 | FALSE | 0 | FALSE | 0 | FALSE | 0 | FALSE | 0 | FALSE | 0 | FALSE | 0 | FALSE | 0 | FALSE | 0
50 |  | 0 | 2605 | FALSE |  | FALSE |  | FALSE |  | FALSE |  | FALSE |  | FALSE |  | FALSE |  | FALSE |  | FALSE |  | FALSE |  | FALSE |  | FALSE |  | FALSE |  | FALSE |  | FALSE |  | FALSE |  | FALSE |  | FALSE | 0 | FALSE | 0 | FALSE | 0 | FALSE | 0 | FALSE | 0 | FALSE | 0 | FALSE | 0 | FALSE | 0 | FALSE | 0 | FALSE | 0 | FALSE | 0 | FALSE | 0 | FALSE | 0 | TRUE | 1400 | FALSE | 0 | FALSE | 0 | FALSE | 0 | FALSE | 0 | FALSE | 0 | FALSE | 0 | FALSE | 0 | FALSE | 0 | FALSE | 0 | FALSE | 0 | FALSE | 0 | FALSE | 0 | FALSE | 0 | FALSE | 0 | FALSE | 0 | FALSE | 0 | FALSE | 0 | FALSE | 0 | FALSE | 0 | FALSE | 0
50 |  | 0 | 2604 | FALSE |  | FALSE |  | FALSE |  | FALSE |  | FALSE |  | FALSE |  | FALSE |  | FALSE |  | FALSE |  | FALSE |  | FALSE |  | FALSE |  | FALSE |  | FALSE |  | FALSE |  | FALSE |  | FALSE |  | FALSE | 0 | FALSE | 0 | FALSE | 0 | FALSE | 0 | FALSE | 0 | FALSE | 0 | FALSE | 0 | FALSE | 0 | FALSE | 0 | FALSE | 0 | FALSE | 0 | FALSE | 0 | FALSE | 0 | TRUE | 1400 | FALSE | 0 | FALSE | 0 | FALSE | 0 | FALSE | 0 | FALSE | 0 | FALSE | 0 | FALSE | 0 | FALSE | 0 | FALSE | 0 | FALSE | 0 | FALSE | 0 | FALSE | 0 | FALSE | 0 | FALSE | 0 | FALSE | 0 | FALSE | 0 | FALSE | 0 | FALSE | 0 | FALSE | 0 | FALSE | 0
50 |  | 0 | 2603 | FALSE |  | FALSE |  | FALSE |  | FALSE |  | FALSE |  | FALSE |  | FALSE |  | FALSE |  | FALSE |  | FALSE |  | FALSE |  | FALSE |  | FALSE |  | FALSE |  | FALSE |  | FALSE |  | FALSE |  | FALSE | 0 | FALSE | 0 | FALSE | 0 | FALSE | 0 | FALSE | 0 | FALSE | 0 | FALSE | 0 | FALSE | 0 | FALSE | 0 | FALSE | 0 | FALSE | 0 | FALSE | 0 | FALSE | 0 | TRUE | 1400 | FALSE | 0 | FALSE | 0 | FALSE | 0 | FALSE | 0 | FALSE | 0 | FALSE | 0 | FALSE | 0 | FALSE | 0 | FALSE | 0 | FALSE | 0 | FALSE | 0 | FALSE | 0 | FALSE | 0 | FALSE | 0 | FALSE | 0 | FALSE | 0 | FALSE | 0 | FALSE | 0 | FALSE | 0 | FALSE | 0
50 |  | 0 | 2602 | FALSE |  | FALSE |  | FALSE |  | FALSE |  | FALSE |  | FALSE |  | FALSE |  | FALSE |  | FALSE |  | FALSE |  | FALSE |  | FALSE |  | FALSE |  | FALSE |  | FALSE |  | FALSE |  | FALSE |  | FALSE | 0 | FALSE | 0 | FALSE | 0 | FALSE | 0 | FALSE | 0 | FALSE | 0 | FALSE | 0 | FALSE | 0 | FALSE | 0 | FALSE | 0 | FALSE | 0 | FALSE | 0 | FALSE | 0 | TRUE | 1400 | FALSE | 0 | FALSE | 0 | FALSE | 0 | FALSE | 0 | FALSE | 0 | FALSE | 0 | FALSE | 0 | FALSE | 0 | FALSE | 0 | FALSE | 0 | FALSE | 0 | FALSE | 0 | FALSE | 0 | FALSE | 0 | FALSE | 0 | FALSE | 0 | FALSE | 0 | FALSE | 0 | FALSE | 0 | FALSE | 0
50 |  | 0 | 2601 | FALSE |  | FALSE |  | FALSE |  | FALSE |  | FALSE |  | FALSE |  | FALSE |  | FALSE |  | FALSE |  | FALSE |  | FALSE |  | FALSE |  | FALSE |  | FALSE |  | FALSE |  | FALSE |  | FALSE |  | FALSE | 0 | FALSE | 0 | FALSE | 0 | FALSE | 0 | FALSE | 0 | FALSE | 0 | FALSE | 0 | FALSE | 0 | FALSE | 0 | FALSE | 0 | FALSE | 0 | FALSE | 0 | FALSE | 0 | TRUE | 1400 | FALSE | 0 | FALSE | 0 | FALSE | 0 | FALSE | 0 | FALSE | 0 | FALSE | 0 | FALSE | 0 | FALSE | 0 | FALSE | 0 | FALSE | 0 | FALSE | 0 | FALSE | 0 | FALSE | 0 | FALSE | 0 | FALSE | 0 | FALSE | 0 | FALSE | 0 | FALSE | 0 | FALSE | 0 | FALSE | 0
50 |  | 0 | 2600 | FALSE |  | FALSE |  | FALSE |  | FALSE |  | FALSE |  | FALSE |  | FALSE |  | FALSE |  | FALSE |  | FALSE |  | FALSE |  | FALSE |  | FALSE |  | FALSE |  | FALSE |  | FALSE |  | FALSE |  | FALSE | 0 | FALSE | 0 | FALSE | 0 | FALSE | 0 | FALSE | 0 | FALSE | 0 | FALSE | 0 | FALSE | 0 | FALSE | 0 | FALSE | 0 | FALSE | 0 | FALSE | 0 | FALSE | 0 | TRUE | 1400 | FALSE | 0 | FALSE | 0 | FALSE | 0 | FALSE | 0 | FALSE | 0 | FALSE | 0 | FALSE | 0 | FALSE | 0 | FALSE | 0 | FALSE | 0 | FALSE | 0 | FALSE | 0 | FALSE | 0 | FALSE | 0 | FALSE | 0 | FALSE | 0 | FALSE | 0 | FALSE | 0 | FALSE | 0 | FALSE | 0
50 |  | 0 | 2599 | FALSE |  | FALSE |  | FALSE |  | FALSE |  | FALSE |  | FALSE |  | FALSE |  | FALSE |  | FALSE |  | FALSE |  | FALSE |  | FALSE |  | FALSE |  | FALSE |  | FALSE |  | FALSE |  | FALSE |  | FALSE | 0 | FALSE | 0 | FALSE | 0 | FALSE | 0 | FALSE | 0 | FALSE | 0 | FALSE | 0 | FALSE | 0 | FALSE | 0 | FALSE | 0 | FALSE | 0 | FALSE | 0 | FALSE | 0 | TRUE | 1400 | FALSE | 0 | FALSE | 0 | FALSE | 0 | FALSE | 0 | FALSE | 0 | FALSE | 0 | FALSE | 0 | FALSE | 0 | FALSE | 0 | FALSE | 0 | FALSE | 0 | FALSE | 0 | FALSE | 0 | FALSE | 0 | FALSE | 0 | FALSE | 0 | FALSE | 0 | FALSE | 0 | FALSE | 0 | FALSE | 0
50 |  | 0 | 2598 | FALSE |  | FALSE |  | FALSE |  | FALSE |  | FALSE |  | FALSE |  | FALSE |  | FALSE |  | FALSE |  | FALSE |  | FALSE |  | FALSE |  | FALSE |  | FALSE |  | FALSE |  | FALSE |  | FALSE |  | FALSE | 0 | FALSE | 0 | FALSE | 0 | FALSE | 0 | FALSE | 0 | FALSE | 0 | FALSE | 0 | FALSE | 0 | FALSE | 0 | FALSE | 0 | FALSE | 0 | FALSE | 0 | FALSE | 0 | TRUE | 1400 | FALSE | 0 | FALSE | 0 | FALSE | 0 | FALSE | 0 | FALSE | 0 | FALSE | 0 | FALSE | 0 | FALSE | 0 | FALSE | 0 | FALSE | 0 | FALSE | 0 | FALSE | 0 | FALSE | 0 | FALSE | 0 | FALSE | 0 | FALSE | 0 | FALSE | 0 | FALSE | 0 | FALSE | 0 | FALSE | 0
50 |  | 0 | 2597 | FALSE |  | FALSE |  | FALSE |  | FALSE |  | FALSE |  | FALSE |  | FALSE |  | FALSE |  | FALSE |  | FALSE |  | FALSE |  | FALSE |  | FALSE |  | FALSE |  | FALSE |  | FALSE |  | FALSE |  | FALSE | 0 | FALSE | 0 | FALSE | 0 | FALSE | 0 | FALSE | 0 | FALSE | 0 | FALSE | 0 | FALSE | 0 | FALSE | 0 | FALSE | 0 | FALSE | 0 | FALSE | 0 | FALSE | 0 | TRUE | 1400 | FALSE | 0 | FALSE | 0 | FALSE | 0 | FALSE | 0 | FALSE | 0 | FALSE | 0 | FALSE | 0 | FALSE | 0 | FALSE | 0 | FALSE | 0 | FALSE | 0 | FALSE | 0 | FALSE | 0 | FALSE | 0 | FALSE | 0 | FALSE | 0 | FALSE | 0 | FALSE | 0 | FALSE | 0 | FALSE | 0
50 |  | 0 | 2596 | FALSE |  | FALSE |  | FALSE |  | FALSE |  | FALSE |  | FALSE |  | FALSE |  | FALSE |  | FALSE |  | FALSE |  | FALSE |  | FALSE |  | FALSE |  | FALSE |  | FALSE |  | FALSE |  | FALSE |  | FALSE | 0 | FALSE | 0 | FALSE | 0 | FALSE | 0 | FALSE | 0 | FALSE | 0 | FALSE | 0 | FALSE | 0 | FALSE | 0 | FALSE | 0 | FALSE | 0 | FALSE | 0 | FALSE | 0 | TRUE | 1400 | FALSE | 0 | FALSE | 0 | FALSE | 0 | FALSE | 0 | FALSE | 0 | FALSE | 0 | FALSE | 0 | FALSE | 0 | FALSE | 0 | FALSE | 0 | FALSE | 0 | FALSE | 0 | FALSE | 0 | FALSE | 0 | FALSE | 0 | FALSE | 0 | FALSE | 0 | FALSE | 0 | FALSE | 0 | FALSE | 0
50 |  | 0 | 2595 | FALSE |  | FALSE |  | FALSE |  | FALSE |  | FALSE |  | FALSE |  | FALSE |  | FALSE |  | FALSE |  | FALSE |  | FALSE |  | FALSE |  | FALSE |  | FALSE |  | FALSE |  | FALSE |  | FALSE |  | FALSE | 0 | FALSE | 0 | FALSE | 0 | FALSE | 0 | FALSE | 0 | FALSE | 0 | FALSE | 0 | FALSE | 0 | FALSE | 0 | FALSE | 0 | FALSE | 0 | FALSE | 0 | FALSE | 0 | TRUE | 1400 | FALSE | 0 | FALSE | 0 | FALSE | 0 | FALSE | 0 | FALSE | 0 | FALSE | 0 | FALSE | 0 | FALSE | 0 | FALSE | 0 | FALSE | 0 | FALSE | 0 | FALSE | 0 | FALSE | 0 | FALSE | 0 | FALSE | 0 | FALSE | 0 | FALSE | 0 | FALSE | 0 | FALSE | 0 | FALSE | 0
50 |  | 0 | 2594 | FALSE |  | FALSE |  | FALSE |  | FALSE |  | FALSE |  | FALSE |  | FALSE |  | FALSE |  | FALSE |  | FALSE |  | FALSE |  | FALSE |  | FALSE |  | FALSE |  | FALSE |  | FALSE |  | FALSE |  | FALSE | 0 | FALSE | 0 | FALSE | 0 | FALSE | 0 | FALSE | 0 | FALSE | 0 | FALSE | 0 | FALSE | 0 | FALSE | 0 | FALSE | 0 | FALSE | 0 | FALSE | 0 | FALSE | 0 | TRUE | 1400 | FALSE | 0 | FALSE | 0 | FALSE | 0 | FALSE | 0 | FALSE | 0 | FALSE | 0 | FALSE | 0 | FALSE | 0 | FALSE | 0 | FALSE | 0 | FALSE | 0 | FALSE | 0 | FALSE | 0 | FALSE | 0 | FALSE | 0 | FALSE | 0 | FALSE | 0 | FALSE | 0 | FALSE | 0 | FALSE | 0
50 |  | 0 | 2593 | FALSE |  | FALSE |  | FALSE |  | FALSE |  | FALSE |  | FALSE |  | FALSE |  | FALSE |  | FALSE |  | FALSE |  | FALSE |  | FALSE |  | FALSE |  | FALSE |  | FALSE |  | FALSE |  | FALSE |  | FALSE | 0 | FALSE | 0 | FALSE | 0 | FALSE | 0 | FALSE | 0 | FALSE | 0 | FALSE | 0 | FALSE | 0 | FALSE | 0 | FALSE | 0 | FALSE | 0 | FALSE | 0 | FALSE | 0 | TRUE | 1400 | FALSE | 0 | FALSE | 0 | FALSE | 0 | FALSE | 0 | FALSE | 0 | FALSE | 0 | FALSE | 0 | FALSE | 0 | FALSE | 0 | FALSE | 0 | FALSE | 0 | FALSE | 0 | FALSE | 0 | FALSE | 0 | FALSE | 0 | FALSE | 0 | FALSE | 0 | FALSE | 0 | FALSE | 0 | FALSE | 0
50 |  | 0 | 2592 | FALSE |  | FALSE |  | FALSE |  | FALSE |  | FALSE |  | FALSE |  | FALSE |  | FALSE |  | FALSE |  | FALSE |  | FALSE |  | FALSE |  | FALSE |  | FALSE |  | FALSE |  | FALSE |  | FALSE |  | FALSE | 0 | FALSE | 0 | FALSE | 0 | FALSE | 0 | FALSE | 0 | FALSE | 0 | FALSE | 0 | FALSE | 0 | FALSE | 0 | FALSE | 0 | FALSE | 0 | FALSE | 0 | FALSE | 0 | TRUE | 1400 | FALSE | 0 | FALSE | 0 | FALSE | 0 | FALSE | 0 | FALSE | 0 | FALSE | 0 | FALSE | 0 | FALSE | 0 | FALSE | 0 | FALSE | 0 | FALSE | 0 | FALSE | 0 | FALSE | 0 | FALSE | 0 | FALSE | 0 | FALSE | 0 | FALSE | 0 | FALSE | 0 | FALSE | 0 | FALSE | 0
50 |  | 0 | 2591 | FALSE |  | FALSE |  | FALSE |  | FALSE |  | FALSE |  | FALSE |  | FALSE |  | FALSE |  | FALSE |  | FALSE |  | FALSE |  | FALSE |  | FALSE |  | FALSE |  | FALSE |  | FALSE |  | FALSE |  | FALSE | 0 | FALSE | 0 | FALSE | 0 | FALSE | 0 | FALSE | 0 | FALSE | 0 | FALSE | 0 | FALSE | 0 | FALSE | 0 | FALSE | 0 | FALSE | 0 | FALSE | 0 | FALSE | 0 | TRUE | 1400 | FALSE | 0 | FALSE | 0 | FALSE | 0 | FALSE | 0 | FALSE | 0 | FALSE | 0 | FALSE | 0 | FALSE | 0 | FALSE | 0 | FALSE | 0 | FALSE | 0 | FALSE | 0 | FALSE | 0 | FALSE | 0 | FALSE | 0 | FALSE | 0 | FALSE | 0 | FALSE | 0 | FALSE | 0 | FALSE | 0
50 |  | 0 | 2590 | FALSE |  | FALSE |  | FALSE |  | FALSE |  | FALSE |  | FALSE |  | FALSE |  | FALSE |  | FALSE |  | FALSE |  | FALSE |  | FALSE |  | FALSE |  | FALSE |  | FALSE |  | FALSE |  | FALSE |  | FALSE | 0 | FALSE | 0 | FALSE | 0 | FALSE | 0 | FALSE | 0 | FALSE | 0 | FALSE | 0 | FALSE | 0 | FALSE | 0 | FALSE | 0 | FALSE | 0 | FALSE | 0 | FALSE | 0 | TRUE | 1400 | FALSE | 0 | FALSE | 0 | FALSE | 0 | FALSE | 0 | FALSE | 0 | FALSE | 0 | FALSE | 0 | FALSE | 0 | FALSE | 0 | FALSE | 0 | FALSE | 0 | FALSE | 0 | FALSE | 0 | FALSE | 0 | FALSE | 0 | FALSE | 0 | FALSE | 0 | FALSE | 0 | FALSE | 0 | FALSE | 0
50 |  | 0 | 2589 | FALSE |  | FALSE |  | FALSE |  | FALSE |  | FALSE |  | FALSE |  | FALSE |  | FALSE |  | FALSE |  | FALSE |  | FALSE |  | FALSE |  | FALSE |  | FALSE |  | FALSE |  | FALSE |  | FALSE |  | FALSE | 0 | FALSE | 0 | FALSE | 0 | FALSE | 0 | FALSE | 0 | FALSE | 0 | FALSE | 0 | FALSE | 0 | FALSE | 0 | FALSE | 0 | FALSE | 0 | FALSE | 0 | FALSE | 0 | TRUE | 1400 | FALSE | 0 | FALSE | 0 | FALSE | 0 | FALSE | 0 | FALSE | 0 | FALSE | 0 | FALSE | 0 | FALSE | 0 | FALSE | 0 | FALSE | 0 | FALSE | 0 | FALSE | 0 | FALSE | 0 | FALSE | 0 | FALSE | 0 | FALSE | 0 | FALSE | 0 | FALSE | 0 | FALSE | 0 | FALSE | 0
50 |  | 0 | 2588 | FALSE |  | FALSE |  | FALSE |  | FALSE |  | FALSE |  | FALSE |  | FALSE |  | FALSE |  | FALSE |  | FALSE |  | FALSE |  | FALSE |  | FALSE |  | FALSE |  | FALSE |  | FALSE |  | FALSE |  | FALSE | 0 | FALSE | 0 | FALSE | 0 | FALSE | 0 | FALSE | 0 | FALSE | 0 | FALSE | 0 | FALSE | 0 | FALSE | 0 | FALSE | 0 | FALSE | 0 | FALSE | 0 | FALSE | 0 | TRUE | 1400 | FALSE | 0 | FALSE | 0 | FALSE | 0 | FALSE | 0 | FALSE | 0 | FALSE | 0 | FALSE | 0 | FALSE | 0 | FALSE | 0 | FALSE | 0 | FALSE | 0 | FALSE | 0 | FALSE | 0 | FALSE | 0 | FALSE | 0 | FALSE | 0 | FALSE | 0 | FALSE | 0 | FALSE | 0 | FALSE | 0
50 |  | 0 | 2587 | FALSE |  | FALSE |  | FALSE |  | FALSE |  | FALSE |  | FALSE |  | FALSE |  | FALSE |  | FALSE |  | FALSE |  | FALSE |  | FALSE |  | FALSE |  | FALSE |  | FALSE |  | FALSE |  | FALSE |  | FALSE | 0 | FALSE | 0 | FALSE | 0 | FALSE | 0 | FALSE | 0 | FALSE | 0 | FALSE | 0 | FALSE | 0 | FALSE | 0 | FALSE | 0 | FALSE | 0 | FALSE | 0 | FALSE | 0 | TRUE | 1400 | FALSE | 0 | FALSE | 0 | FALSE | 0 | FALSE | 0 | FALSE | 0 | FALSE | 0 | FALSE | 0 | FALSE | 0 | FALSE | 0 | FALSE | 0 | FALSE | 0 | FALSE | 0 | FALSE | 0 | FALSE | 0 | FALSE | 0 | FALSE | 0 | FALSE | 0 | FALSE | 0 | FALSE | 0 | FALSE | 0
50 |  | 0 | 2586 | FALSE |  | FALSE |  | FALSE |  | FALSE |  | FALSE |  | FALSE |  | FALSE |  | FALSE |  | FALSE |  | FALSE |  | FALSE |  | FALSE |  | FALSE |  | FALSE |  | FALSE |  | FALSE |  | FALSE |  | FALSE | 0 | FALSE | 0 | FALSE | 0 | FALSE | 0 | FALSE | 0 | FALSE | 0 | FALSE | 0 | FALSE | 0 | FALSE | 0 | FALSE | 0 | FALSE | 0 | FALSE | 0 | FALSE | 0 | TRUE | 1400 | FALSE | 0 | FALSE | 0 | FALSE | 0 | FALSE | 0 | FALSE | 0 | FALSE | 0 | FALSE | 0 | FALSE | 0 | FALSE | 0 | FALSE | 0 | FALSE | 0 | FALSE | 0 | FALSE | 0 | FALSE | 0 | FALSE | 0 | FALSE | 0 | FALSE | 0 | FALSE | 0 | FALSE | 0 | FALSE | 0
50 |  | 0 | 2585 | FALSE |  | FALSE |  | FALSE |  | FALSE |  | FALSE |  | FALSE |  | FALSE |  | FALSE |  | FALSE |  | FALSE |  | FALSE |  | FALSE |  | FALSE |  | FALSE |  | FALSE |  | FALSE |  | FALSE |  | FALSE | 0 | FALSE | 0 | FALSE | 0 | FALSE | 0 | FALSE | 0 | FALSE | 0 | FALSE | 0 | FALSE | 0 | FALSE | 0 | FALSE | 0 | FALSE | 0 | FALSE | 0 | FALSE | 0 | TRUE | 1400 | FALSE | 0 | FALSE | 0 | FALSE | 0 | FALSE | 0 | FALSE | 0 | FALSE | 0 | FALSE | 0 | FALSE | 0 | FALSE | 0 | FALSE | 0 | FALSE | 0 | FALSE | 0 | FALSE | 0 | FALSE | 0 | FALSE | 0 | FALSE | 0 | FALSE | 0 | FALSE | 0 | FALSE | 0 | FALSE | 0
50 |  | 0 | 2584 | FALSE |  | FALSE |  | FALSE |  | FALSE |  | FALSE |  | FALSE |  | FALSE |  | FALSE |  | FALSE |  | FALSE |  | FALSE |  | FALSE |  | FALSE |  | FALSE |  | FALSE |  | FALSE |  | FALSE |  | FALSE | 0 | FALSE | 0 | FALSE | 0 | FALSE | 0 | FALSE | 0 | FALSE | 0 | FALSE | 0 | FALSE | 0 | FALSE | 0 | FALSE | 0 | FALSE | 0 | FALSE | 0 | FALSE | 0 | TRUE | 1400 | FALSE | 0 | FALSE | 0 | FALSE | 0 | FALSE | 0 | FALSE | 0 | FALSE | 0 | FALSE | 0 | FALSE | 0 | FALSE | 0 | FALSE | 0 | FALSE | 0 | FALSE | 0 | FALSE | 0 | FALSE | 0 | FALSE | 0 | FALSE | 0 | FALSE | 0 | FALSE | 0 | FALSE | 0 | FALSE | 0
50 |  | 0 | 2583 | FALSE |  | FALSE |  | FALSE |  | FALSE |  | FALSE |  | FALSE |  | FALSE |  | FALSE |  | FALSE |  | FALSE |  | FALSE |  | FALSE |  | FALSE |  | FALSE |  | FALSE |  | FALSE |  | FALSE |  | FALSE | 0 | FALSE | 0 | FALSE | 0 | FALSE | 0 | FALSE | 0 | FALSE | 0 | FALSE | 0 | FALSE | 0 | FALSE | 0 | FALSE | 0 | FALSE | 0 | FALSE | 0 | FALSE | 0 | TRUE | 1400 | FALSE | 0 | FALSE | 0 | FALSE | 0 | FALSE | 0 | FALSE | 0 | FALSE | 0 | FALSE | 0 | FALSE | 0 | FALSE | 0 | FALSE | 0 | FALSE | 0 | FALSE | 0 | FALSE | 0 | FALSE | 0 | FALSE | 0 | FALSE | 0 | FALSE | 0 | FALSE | 0 | FALSE | 0 | FALSE | 0
50 |  | 0 | 2582 | FALSE |  | FALSE |  | FALSE |  | FALSE |  | FALSE |  | FALSE |  | FALSE |  | FALSE |  | FALSE |  | FALSE |  | FALSE |  | FALSE |  | FALSE |  | FALSE |  | FALSE |  | FALSE |  | FALSE |  | FALSE | 0 | FALSE | 0 | FALSE | 0 | FALSE | 0 | FALSE | 0 | FALSE | 0 | FALSE | 0 | FALSE | 0 | FALSE | 0 | FALSE | 0 | FALSE | 0 | FALSE | 0 | FALSE | 0 | TRUE | 1400 | FALSE | 0 | FALSE | 0 | FALSE | 0 | FALSE | 0 | FALSE | 0 | FALSE | 0 | FALSE | 0 | FALSE | 0 | FALSE | 0 | FALSE | 0 | FALSE | 0 | FALSE | 0 | FALSE | 0 | FALSE | 0 | FALSE | 0 | FALSE | 0 | FALSE | 0 | FALSE | 0 | FALSE | 0 | FALSE | 0
50 |  | 0 | 2581 | FALSE |  | FALSE |  | FALSE |  | FALSE |  | FALSE |  | FALSE |  | FALSE |  | FALSE |  | FALSE |  | FALSE |  | FALSE |  | FALSE |  | FALSE |  | FALSE |  | FALSE |  | FALSE |  | FALSE |  | FALSE | 0 | FALSE | 0 | FALSE | 0 | FALSE | 0 | FALSE | 0 | FALSE | 0 | FALSE | 0 | FALSE | 0 | FALSE | 0 | FALSE | 0 | FALSE | 0 | FALSE | 0 | FALSE | 0 | TRUE | 1400 | FALSE | 0 | FALSE | 0 | FALSE | 0 | FALSE | 0 | FALSE | 0 | FALSE | 0 | FALSE | 0 | FALSE | 0 | FALSE | 0 | FALSE | 0 | FALSE | 0 | FALSE | 0 | FALSE | 0 | FALSE | 0 | FALSE | 0 | FALSE | 0 | FALSE | 0 | FALSE | 0 | FALSE | 0 | FALSE | 0
50 |  | 0 | 2580 | FALSE |  | FALSE |  | FALSE |  | FALSE |  | FALSE |  | FALSE |  | FALSE |  | FALSE |  | FALSE |  | FALSE |  | FALSE |  | FALSE |  | FALSE |  | FALSE |  | FALSE |  | FALSE |  | FALSE |  | FALSE | 0 | FALSE | 0 | FALSE | 0 | FALSE | 0 | FALSE | 0 | FALSE | 0 | FALSE | 0 | FALSE | 0 | FALSE | 0 | FALSE | 0 | FALSE | 0 | FALSE | 0 | FALSE | 0 | TRUE | 1400 | FALSE | 0 | FALSE | 0 | FALSE | 0 | FALSE | 0 | FALSE | 0 | FALSE | 0 | FALSE | 0 | FALSE | 0 | FALSE | 0 | FALSE | 0 | FALSE | 0 | FALSE | 0 | FALSE | 0 | FALSE | 0 | FALSE | 0 | FALSE | 0 | FALSE | 0 | FALSE | 0 | FALSE | 0 | FALSE | 0
50 |  | 0 | 2579 | FALSE |  | FALSE |  | FALSE |  | FALSE |  | FALSE |  | FALSE |  | FALSE |  | FALSE |  | FALSE |  | FALSE |  | FALSE |  | FALSE |  | FALSE |  | FALSE |  | FALSE |  | FALSE |  | FALSE |  | FALSE | 0 | FALSE | 0 | FALSE | 0 | FALSE | 0 | FALSE | 0 | FALSE | 0 | FALSE | 0 | FALSE | 0 | FALSE | 0 | FALSE | 0 | FALSE | 0 | FALSE | 0 | FALSE | 0 | TRUE | 1400 | FALSE | 0 | FALSE | 0 | FALSE | 0 | FALSE | 0 | FALSE | 0 | FALSE | 0 | FALSE | 0 | FALSE | 0 | FALSE | 0 | FALSE | 0 | FALSE | 0 | FALSE | 0 | FALSE | 0 | FALSE | 0 | FALSE | 0 | FALSE | 0 | FALSE | 0 | FALSE | 0 | FALSE | 0 | FALSE | 0
50 |  | 0 | 2578 | FALSE |  | FALSE |  | FALSE |  | FALSE |  | FALSE |  | FALSE |  | FALSE |  | FALSE |  | FALSE |  | FALSE |  | FALSE |  | FALSE |  | FALSE |  | FALSE |  | FALSE |  | FALSE |  | FALSE |  | FALSE | 0 | FALSE | 0 | FALSE | 0 | FALSE | 0 | FALSE | 0 | FALSE | 0 | FALSE | 0 | FALSE | 0 | FALSE | 0 | FALSE | 0 | FALSE | 0 | FALSE | 0 | FALSE | 0 | TRUE | 1400 | FALSE | 0 | FALSE | 0 | FALSE | 0 | FALSE | 0 | FALSE | 0 | FALSE | 0 | FALSE | 0 | FALSE | 0 | FALSE | 0 | FALSE | 0 | FALSE | 0 | FALSE | 0 | FALSE | 0 | FALSE | 0 | FALSE | 0 | FALSE | 0 | FALSE | 0 | FALSE | 0 | FALSE | 0 | FALSE | 0
50 |  | 0 | 2577 | FALSE |  | FALSE |  | FALSE |  | FALSE |  | FALSE |  | FALSE |  | FALSE |  | FALSE |  | FALSE |  | FALSE |  | FALSE |  | FALSE |  | FALSE |  | FALSE |  | FALSE |  | FALSE |  | FALSE |  | FALSE | 0 | FALSE | 0 | FALSE | 0 | FALSE | 0 | FALSE | 0 | FALSE | 0 | FALSE | 0 | FALSE | 0 | FALSE | 0 | FALSE | 0 | FALSE | 0 | FALSE | 0 | FALSE | 0 | TRUE | 1400 | FALSE | 0 | FALSE | 0 | FALSE | 0 | FALSE | 0 | FALSE | 0 | FALSE | 0 | FALSE | 0 | FALSE | 0 | FALSE | 0 | FALSE | 0 | FALSE | 0 | FALSE | 0 | FALSE | 0 | FALSE | 0 | FALSE | 0 | FALSE | 0 | FALSE | 0 | FALSE | 0 | FALSE | 0 | FALSE | 0
50 |  | 0 | 2576 | FALSE |  | FALSE |  | FALSE |  | FALSE |  | FALSE |  | FALSE |  | FALSE |  | FALSE |  | FALSE |  | FALSE |  | FALSE |  | FALSE |  | FALSE |  | FALSE |  | FALSE |  | FALSE |  | FALSE |  | FALSE | 0 | FALSE | 0 | FALSE | 0 | FALSE | 0 | FALSE | 0 | FALSE | 0 | FALSE | 0 | FALSE | 0 | FALSE | 0 | FALSE | 0 | FALSE | 0 | FALSE | 0 | FALSE | 0 | TRUE | 1400 | FALSE | 0 | FALSE | 0 | FALSE | 0 | FALSE | 0 | FALSE | 0 | FALSE | 0 | FALSE | 0 | FALSE | 0 | FALSE | 0 | FALSE | 0 | FALSE | 0 | FALSE | 0 | FALSE | 0 | FALSE | 0 | FALSE | 0 | FALSE | 0 | FALSE | 0 | FALSE | 0 | FALSE | 0 | FALSE | 0
50 |  | 0 | 2575 | FALSE |  | FALSE |  | FALSE |  | FALSE |  | FALSE |  | FALSE |  | FALSE |  | FALSE |  | FALSE |  | FALSE |  | FALSE |  | FALSE |  | FALSE |  | FALSE |  | FALSE |  | FALSE |  | FALSE |  | FALSE | 0 | FALSE | 0 | FALSE | 0 | FALSE | 0 | FALSE | 0 | FALSE | 0 | FALSE | 0 | FALSE | 0 | FALSE | 0 | FALSE | 0 | FALSE | 0 | FALSE | 0 | FALSE | 0 | TRUE | 1400 | FALSE | 0 | FALSE | 0 | FALSE | 0 | FALSE | 0 | FALSE | 0 | FALSE | 0 | FALSE | 0 | FALSE | 0 | FALSE | 0 | FALSE | 0 | FALSE | 0 | FALSE | 0 | FALSE | 0 | FALSE | 0 | FALSE | 0 | FALSE | 0 | FALSE | 0 | FALSE | 0 | FALSE | 0 | FALSE | 0
50 |  | 0 | 2574 | FALSE |  | FALSE |  | FALSE |  | FALSE |  | FALSE |  | FALSE |  | FALSE |  | FALSE |  | FALSE |  | FALSE |  | FALSE |  | FALSE |  | FALSE |  | FALSE |  | FALSE |  | FALSE |  | FALSE |  | FALSE | 0 | FALSE | 0 | FALSE | 0 | FALSE | 0 | FALSE | 0 | FALSE | 0 | FALSE | 0 | FALSE | 0 | FALSE | 0 | FALSE | 0 | FALSE | 0 | FALSE | 0 | FALSE | 0 | TRUE | 1400 | FALSE | 0 | FALSE | 0 | FALSE | 0 | FALSE | 0 | FALSE | 0 | FALSE | 0 | FALSE | 0 | FALSE | 0 | FALSE | 0 | FALSE | 0 | FALSE | 0 | FALSE | 0 | FALSE | 0 | FALSE | 0 | FALSE | 0 | FALSE | 0 | FALSE | 0 | FALSE | 0 | FALSE | 0 | FALSE | 0
50 |  | 0 | 2573 | FALSE |  | FALSE |  | FALSE |  | FALSE |  | FALSE |  | FALSE |  | FALSE |  | FALSE |  | FALSE |  | FALSE |  | FALSE |  | FALSE |  | FALSE |  | FALSE |  | FALSE |  | FALSE |  | FALSE |  | FALSE | 0 | FALSE | 0 | FALSE | 0 | FALSE | 0 | FALSE | 0 | FALSE | 0 | FALSE | 0 | FALSE | 0 | FALSE | 0 | FALSE | 0 | FALSE | 0 | FALSE | 0 | FALSE | 0 | TRUE | 1400 | FALSE | 0 | FALSE | 0 | FALSE | 0 | FALSE | 0 | FALSE | 0 | FALSE | 0 | FALSE | 0 | FALSE | 0 | FALSE | 0 | FALSE | 0 | FALSE | 0 | FALSE | 0 | FALSE | 0 | FALSE | 0 | FALSE | 0 | FALSE | 0 | FALSE | 0 | FALSE | 0 | FALSE | 0 | FALSE | 0
50 |  | 0 | 2572 | FALSE |  | FALSE |  | FALSE |  | FALSE |  | FALSE |  | FALSE |  | FALSE |  | FALSE |  | FALSE |  | FALSE |  | FALSE |  | FALSE |  | FALSE |  | FALSE |  | FALSE |  | FALSE |  | FALSE |  | FALSE | 0 | FALSE | 0 | FALSE | 0 | FALSE | 0 | FALSE | 0 | FALSE | 0 | FALSE | 0 | FALSE | 0 | FALSE | 0 | FALSE | 0 | FALSE | 0 | FALSE | 0 | FALSE | 0 | TRUE | 1400 | FALSE | 0 | FALSE | 0 | FALSE | 0 | FALSE | 0 | FALSE | 0 | FALSE | 0 | FALSE | 0 | FALSE | 0 | FALSE | 0 | FALSE | 0 | FALSE | 0 | FALSE | 0 | FALSE | 0 | FALSE | 0 | FALSE | 0 | FALSE | 0 | FALSE | 0 | FALSE | 0 | FALSE | 0 | FALSE | 0
50 |  | 0 | 2571 | FALSE |  | FALSE |  | FALSE |  | FALSE |  | FALSE |  | FALSE |  | FALSE |  | FALSE |  | FALSE |  | FALSE |  | FALSE |  | FALSE |  | FALSE |  | FALSE |  | FALSE |  | FALSE |  | FALSE |  | FALSE | 0 | FALSE | 0 | FALSE | 0 | FALSE | 0 | FALSE | 0 | FALSE | 0 | FALSE | 0 | FALSE | 0 | FALSE | 0 | FALSE | 0 | FALSE | 0 | FALSE | 0 | FALSE | 0 | TRUE | 1400 | FALSE | 0 | FALSE | 0 | FALSE | 0 | FALSE | 0 | FALSE | 0 | FALSE | 0 | FALSE | 0 | FALSE | 0 | FALSE | 0 | FALSE | 0 | FALSE | 0 | FALSE | 0 | FALSE | 0 | FALSE | 0 | FALSE | 0 | FALSE | 0 | FALSE | 0 | FALSE | 0 | FALSE | 0 | FALSE | 0
50 |  | 0 | 2570 | FALSE |  | FALSE |  | FALSE |  | FALSE |  | FALSE |  | FALSE |  | FALSE |  | FALSE |  | FALSE |  | FALSE |  | FALSE |  | FALSE |  | FALSE |  | FALSE |  | FALSE |  | FALSE |  | FALSE |  | FALSE | 0 | FALSE | 0 | FALSE | 0 | FALSE | 0 | FALSE | 0 | FALSE | 0 | FALSE | 0 | FALSE | 0 | FALSE | 0 | FALSE | 0 | FALSE | 0 | FALSE | 0 | FALSE | 0 | TRUE | 1400 | FALSE | 0 | FALSE | 0 | FALSE | 0 | FALSE | 0 | FALSE | 0 | FALSE | 0 | FALSE | 0 | FALSE | 0 | FALSE | 0 | FALSE | 0 | FALSE | 0 | FALSE | 0 | FALSE | 0 | FALSE | 0 | FALSE | 0 | FALSE | 0 | FALSE | 0 | FALSE | 0 | FALSE | 0 | FALSE | 0
50 |  | 0 | 2569 | FALSE |  | FALSE |  | FALSE |  | FALSE |  | FALSE |  | FALSE |  | FALSE |  | FALSE |  | FALSE |  | FALSE |  | FALSE |  | FALSE |  | FALSE |  | FALSE |  | FALSE |  | FALSE |  | FALSE |  | FALSE | 0 | FALSE | 0 | FALSE | 0 | FALSE | 0 | FALSE | 0 | FALSE | 0 | FALSE | 0 | FALSE | 0 | FALSE | 0 | FALSE | 0 | FALSE | 0 | FALSE | 0 | FALSE | 0 | TRUE | 1400 | FALSE | 0 | FALSE | 0 | FALSE | 0 | FALSE | 0 | FALSE | 0 | FALSE | 0 | FALSE | 0 | FALSE | 0 | FALSE | 0 | FALSE | 0 | FALSE | 0 | FALSE | 0 | FALSE | 0 | FALSE | 0 | FALSE | 0 | FALSE | 0 | FALSE | 0 | FALSE | 0 | FALSE | 0 | FALSE | 0
50 |  | 0 | 2568 | FALSE |  | FALSE |  | FALSE |  | FALSE |  | FALSE |  | FALSE |  | FALSE |  | FALSE |  | FALSE |  | FALSE |  | FALSE |  | FALSE |  | FALSE |  | FALSE |  | FALSE |  | FALSE |  | FALSE |  | FALSE | 0 | FALSE | 0 | FALSE | 0 | FALSE | 0 | FALSE | 0 | FALSE | 0 | FALSE | 0 | FALSE | 0 | FALSE | 0 | FALSE | 0 | FALSE | 0 | FALSE | 0 | FALSE | 0 | TRUE | 1400 | FALSE | 0 | FALSE | 0 | FALSE | 0 | FALSE | 0 | FALSE | 0 | FALSE | 0 | FALSE | 0 | FALSE | 0 | FALSE | 0 | FALSE | 0 | FALSE | 0 | FALSE | 0 | FALSE | 0 | FALSE | 0 | FALSE | 0 | FALSE | 0 | FALSE | 0 | FALSE | 0 | FALSE | 0 | FALSE | 0
50 |  | 0 | 2567 | FALSE |  | FALSE |  | FALSE |  | FALSE |  | FALSE |  | FALSE |  | FALSE |  | FALSE |  | FALSE |  | FALSE |  | FALSE |  | FALSE |  | FALSE |  | FALSE |  | FALSE |  | FALSE |  | FALSE |  | FALSE | 0 | FALSE | 0 | FALSE | 0 | FALSE | 0 | FALSE | 0 | FALSE | 0 | FALSE | 0 | FALSE | 0 | FALSE | 0 | FALSE | 0 | FALSE | 0 | FALSE | 0 | FALSE | 0 | TRUE | 1400 | FALSE | 0 | FALSE | 0 | FALSE | 0 | FALSE | 0 | FALSE | 0 | FALSE | 0 | FALSE | 0 | FALSE | 0 | FALSE | 0 | FALSE | 0 | FALSE | 0 | FALSE | 0 | FALSE | 0 | FALSE | 0 | FALSE | 0 | FALSE | 0 | FALSE | 0 | FALSE | 0 | FALSE | 0 | FALSE | 0
50 |  | 0 | 2566 | FALSE |  | FALSE |  | FALSE |  | FALSE |  | FALSE |  | FALSE |  | FALSE |  | FALSE |  | FALSE |  | FALSE |  | FALSE |  | FALSE |  | FALSE |  | FALSE |  | FALSE |  | FALSE |  | FALSE |  | FALSE | 0 | FALSE | 0 | FALSE | 0 | FALSE | 0 | FALSE | 0 | FALSE | 0 | FALSE | 0 | FALSE | 0 | FALSE | 0 | FALSE | 0 | FALSE | 0 | FALSE | 0 | FALSE | 0 | TRUE | 1400 | FALSE | 0 | FALSE | 0 | FALSE | 0 | FALSE | 0 | FALSE | 0 | FALSE | 0 | FALSE | 0 | FALSE | 0 | FALSE | 0 | FALSE | 0 | FALSE | 0 | FALSE | 0 | FALSE | 0 | FALSE | 0 | FALSE | 0 | FALSE | 0 | FALSE | 0 | FALSE | 0 | FALSE | 0 | FALSE | 0
50 |  | 0 | 2565 | FALSE |  | FALSE |  | FALSE |  | FALSE |  | FALSE |  | FALSE |  | FALSE |  | FALSE |  | FALSE |  | FALSE |  | FALSE |  | FALSE |  | FALSE |  | FALSE |  | FALSE |  | FALSE |  | FALSE |  | FALSE | 0 | FALSE | 0 | FALSE | 0 | FALSE | 0 | FALSE | 0 | FALSE | 0 | FALSE | 0 | FALSE | 0 | FALSE | 0 | FALSE | 0 | FALSE | 0 | FALSE | 0 | FALSE | 0 | TRUE | 1400 | FALSE | 0 | FALSE | 0 | FALSE | 0 | FALSE | 0 | FALSE | 0 | FALSE | 0 | FALSE | 0 | FALSE | 0 | FALSE | 0 | FALSE | 0 | FALSE | 0 | FALSE | 0 | FALSE | 0 | FALSE | 0 | FALSE | 0 | FALSE | 0 | FALSE | 0 | FALSE | 0 | FALSE | 0 | FALSE | 0
50 |  | 0 | 2564 | FALSE |  | FALSE |  | FALSE |  | FALSE |  | FALSE |  | FALSE |  | FALSE |  | FALSE |  | FALSE |  | FALSE |  | FALSE |  | FALSE |  | FALSE |  | FALSE |  | FALSE |  | FALSE |  | FALSE |  | FALSE | 0 | FALSE | 0 | FALSE | 0 | FALSE | 0 | FALSE | 0 | FALSE | 0 | FALSE | 0 | FALSE | 0 | FALSE | 0 | FALSE | 0 | FALSE | 0 | FALSE | 0 | FALSE | 0 | TRUE | 1400 | FALSE | 0 | FALSE | 0 | FALSE | 0 | FALSE | 0 | FALSE | 0 | FALSE | 0 | FALSE | 0 | FALSE | 0 | FALSE | 0 | FALSE | 0 | FALSE | 0 | FALSE | 0 | FALSE | 0 | FALSE | 0 | FALSE | 0 | FALSE | 0 | FALSE | 0 | FALSE | 0 | FALSE | 0 | FALSE | 0
50 |  | 0 | 2563 | FALSE |  | FALSE |  | FALSE |  | FALSE |  | FALSE |  | FALSE |  | FALSE |  | FALSE |  | FALSE |  | FALSE |  | FALSE |  | FALSE |  | FALSE |  | FALSE |  | FALSE |  | FALSE |  | FALSE |  | FALSE | 0 | FALSE | 0 | FALSE | 0 | FALSE | 0 | FALSE | 0 | FALSE | 0 | FALSE | 0 | FALSE | 0 | FALSE | 0 | FALSE | 0 | FALSE | 0 | FALSE | 0 | FALSE | 0 | TRUE | 1400 | FALSE | 0 | FALSE | 0 | FALSE | 0 | FALSE | 0 | FALSE | 0 | FALSE | 0 | FALSE | 0 | FALSE | 0 | FALSE | 0 | FALSE | 0 | FALSE | 0 | FALSE | 0 | FALSE | 0 | FALSE | 0 | FALSE | 0 | FALSE | 0 | FALSE | 0 | FALSE | 0 | FALSE | 0 | FALSE | 0
50 |  | 0 | 2562 | FALSE |  | FALSE |  | FALSE |  | FALSE |  | FALSE |  | FALSE |  | FALSE |  | FALSE |  | FALSE |  | FALSE |  | FALSE |  | FALSE |  | FALSE |  | FALSE |  | FALSE |  | FALSE |  | FALSE |  | FALSE | 0 | FALSE | 0 | FALSE | 0 | FALSE | 0 | FALSE | 0 | FALSE | 0 | FALSE | 0 | FALSE | 0 | FALSE | 0 | FALSE | 0 | FALSE | 0 | FALSE | 0 | FALSE | 0 | TRUE | 1400 | FALSE | 0 | FALSE | 0 | FALSE | 0 | FALSE | 0 | FALSE | 0 | FALSE | 0 | FALSE | 0 | FALSE | 0 | FALSE | 0 | FALSE | 0 | FALSE | 0 | FALSE | 0 | FALSE | 0 | FALSE | 0 | FALSE | 0 | FALSE | 0 | FALSE | 0 | FALSE | 0 | FALSE | 0 | FALSE | 0
50 |  | 0 | 2561 | FALSE |  | FALSE |  | FALSE |  | FALSE |  | FALSE |  | FALSE |  | FALSE |  | FALSE |  | FALSE |  | FALSE |  | FALSE |  | FALSE |  | FALSE |  | FALSE |  | FALSE |  | FALSE |  | FALSE |  | FALSE | 0 | FALSE | 0 | FALSE | 0 | FALSE | 0 | FALSE | 0 | FALSE | 0 | FALSE | 0 | FALSE | 0 | FALSE | 0 | FALSE | 0 | FALSE | 0 | FALSE | 0 | FALSE | 0 | TRUE | 1400 | FALSE | 0 | FALSE | 0 | FALSE | 0 | FALSE | 0 | FALSE | 0 | FALSE | 0 | FALSE | 0 | FALSE | 0 | FALSE | 0 | FALSE | 0 | FALSE | 0 | FALSE | 0 | FALSE | 0 | FALSE | 0 | FALSE | 0 | FALSE | 0 | FALSE | 0 | FALSE | 0 | FALSE | 0 | FALSE | 0
50 |  | 0 | 2560 | FALSE |  | FALSE |  | FALSE |  | FALSE |  | FALSE |  | FALSE |  | FALSE |  | FALSE |  | FALSE |  | FALSE |  | FALSE |  | FALSE |  | FALSE |  | FALSE |  | FALSE |  | FALSE |  | FALSE |  | FALSE | 0 | FALSE | 0 | FALSE | 0 | FALSE | 0 | FALSE | 0 | FALSE | 0 | FALSE | 0 | FALSE | 0 | FALSE | 0 | FALSE | 0 | FALSE | 0 | FALSE | 0 | FALSE | 0 | TRUE | 1400 | FALSE | 0 | FALSE | 0 | FALSE | 0 | FALSE | 0 | FALSE | 0 | FALSE | 0 | FALSE | 0 | FALSE | 0 | FALSE | 0 | FALSE | 0 | FALSE | 0 | FALSE | 0 | FALSE | 0 | FALSE | 0 | FALSE | 0 | FALSE | 0 | FALSE | 0 | FALSE | 0 | FALSE | 0 | FALSE | 0
50 |  | 0 | 2559 | FALSE |  | FALSE |  | FALSE |  | FALSE |  | FALSE |  | FALSE |  | FALSE |  | FALSE |  | FALSE |  | FALSE |  | FALSE |  | FALSE |  | FALSE |  | FALSE |  | FALSE |  | FALSE |  | FALSE |  | FALSE | 0 | FALSE | 0 | FALSE | 0 | FALSE | 0 | FALSE | 0 | FALSE | 0 | FALSE | 0 | FALSE | 0 | FALSE | 0 | FALSE | 0 | FALSE | 0 | FALSE | 0 | FALSE | 0 | TRUE | 1400 | FALSE | 0 | FALSE | 0 | FALSE | 0 | FALSE | 0 | FALSE | 0 | FALSE | 0 | FALSE | 0 | FALSE | 0 | FALSE | 0 | FALSE | 0 | FALSE | 0 | FALSE | 0 | FALSE | 0 | FALSE | 0 | FALSE | 0 | FALSE | 0 | FALSE | 0 | FALSE | 0 | FALSE | 0 | FALSE | 0
50 |  | 0 | 2558 | FALSE |  | FALSE |  | FALSE |  | FALSE |  | FALSE |  | FALSE |  | FALSE |  | FALSE |  | FALSE |  | FALSE |  | FALSE |  | FALSE |  | FALSE |  | FALSE |  | FALSE |  | FALSE |  | FALSE |  | FALSE | 0 | FALSE | 0 | FALSE | 0 | FALSE | 0 | FALSE | 0 | FALSE | 0 | FALSE | 0 | FALSE | 0 | FALSE | 0 | FALSE | 0 | FALSE | 0 | FALSE | 0 | FALSE | 0 | TRUE | 1400 | FALSE | 0 | FALSE | 0 | FALSE | 0 | FALSE | 0 | FALSE | 0 | FALSE | 0 | FALSE | 0 | FALSE | 0 | FALSE | 0 | FALSE | 0 | FALSE | 0 | FALSE | 0 | FALSE | 0 | FALSE | 0 | FALSE | 0 | FALSE | 0 | FALSE | 0 | FALSE | 0 | FALSE | 0 | FALSE | 0
50 |  | 0 | 2557 | FALSE |  | FALSE |  | FALSE |  | FALSE |  | FALSE |  | FALSE |  | FALSE |  | FALSE |  | FALSE |  | FALSE |  | FALSE |  | FALSE |  | FALSE |  | FALSE |  | FALSE |  | FALSE |  | FALSE |  | FALSE | 0 | FALSE | 0 | FALSE | 0 | FALSE | 0 | FALSE | 0 | FALSE | 0 | FALSE | 0 | FALSE | 0 | FALSE | 0 | FALSE | 0 | FALSE | 0 | FALSE | 0 | FALSE | 0 | TRUE | 1400 | FALSE | 0 | FALSE | 0 | FALSE | 0 | FALSE | 0 | FALSE | 0 | FALSE | 0 | FALSE | 0 | FALSE | 0 | FALSE | 0 | FALSE | 0 | FALSE | 0 | FALSE | 0 | FALSE | 0 | FALSE | 0 | FALSE | 0 | FALSE | 0 | FALSE | 0 | FALSE | 0 | FALSE | 0 | FALSE | 0
50 |  | 0 | 2556 | FALSE |  | FALSE |  | FALSE |  | FALSE |  | FALSE |  | FALSE |  | FALSE |  | FALSE |  | FALSE |  | FALSE |  | FALSE |  | FALSE |  | FALSE |  | FALSE |  | FALSE |  | FALSE |  | FALSE |  | FALSE | 0 | FALSE | 0 | FALSE | 0 | FALSE | 0 | FALSE | 0 | FALSE | 0 | FALSE | 0 | FALSE | 0 | FALSE | 0 | FALSE | 0 | FALSE | 0 | FALSE | 0 | FALSE | 0 | TRUE | 1400 | FALSE | 0 | FALSE | 0 | FALSE | 0 | FALSE | 0 | FALSE | 0 | FALSE | 0 | FALSE | 0 | FALSE | 0 | FALSE | 0 | FALSE | 0 | FALSE | 0 | FALSE | 0 | FALSE | 0 | FALSE | 0 | FALSE | 0 | FALSE | 0 | FALSE | 0 | FALSE | 0 | FALSE | 0 | FALSE | 0
50 |  | 0 | 2555 | FALSE |  | FALSE |  | FALSE |  | FALSE |  | FALSE |  | FALSE |  | FALSE |  | FALSE |  | FALSE |  | FALSE |  | FALSE |  | FALSE |  | FALSE |  | FALSE |  | FALSE |  | FALSE |  | FALSE |  | FALSE | 0 | FALSE | 0 | FALSE | 0 | FALSE | 0 | FALSE | 0 | FALSE | 0 | FALSE | 0 | FALSE | 0 | FALSE | 0 | FALSE | 0 | FALSE | 0 | FALSE | 0 | FALSE | 0 | TRUE | 1400 | FALSE | 0 | FALSE | 0 | FALSE | 0 | FALSE | 0 | FALSE | 0 | FALSE | 0 | FALSE | 0 | FALSE | 0 | FALSE | 0 | FALSE | 0 | FALSE | 0 | FALSE | 0 | FALSE | 0 | FALSE | 0 | FALSE | 0 | FALSE | 0 | FALSE | 0 | FALSE | 0 | FALSE | 0 | FALSE | 0
50 |  | 0 | 2554 | FALSE |  | FALSE |  | FALSE |  | FALSE |  | FALSE |  | FALSE |  | FALSE |  | FALSE |  | FALSE |  | FALSE |  | FALSE |  | FALSE |  | FALSE |  | FALSE |  | FALSE |  | FALSE |  | FALSE | 0 | FALSE | 0 | FALSE | 0 | FALSE | 0 | FALSE | 0 | FALSE | 0 | FALSE | 0 | FALSE | 0 | FALSE | 0 | FALSE | 0 | FALSE | 0 | FALSE | 0 | FALSE | 0 | FALSE | 0 | TRUE | 1400 | FALSE | 0 | FALSE | 0 | FALSE | 0 | FALSE | 0 | FALSE | 0 | FALSE | 0 | FALSE | 0 | FALSE | 0 | FALSE | 0 | FALSE | 0 | FALSE | 0 | FALSE | 0 | FALSE | 0 | FALSE | 0 | FALSE | 0 | FALSE | 0 | FALSE | 0 | FALSE | 0 | FALSE | 0 | FALSE | 0
50 |  | 0 | 2553 | FALSE |  | FALSE |  | FALSE |  | FALSE |  | FALSE |  | FALSE |  | FALSE |  | FALSE |  | FALSE |  | FALSE |  | FALSE |  | FALSE |  | FALSE |  | FALSE |  | FALSE |  | FALSE |  | FALSE | 0 | FALSE | 0 | FALSE | 0 | FALSE | 0 | FALSE | 0 | FALSE | 0 | FALSE | 0 | FALSE | 0 | FALSE | 0 | FALSE | 0 | FALSE | 0 | FALSE | 0 | FALSE | 0 | FALSE | 0 | TRUE | 1400 | FALSE | 0 | FALSE | 0 | FALSE | 0 | FALSE | 0 | FALSE | 0 | FALSE | 0 | FALSE | 0 | FALSE | 0 | FALSE | 0 | FALSE | 0 | FALSE | 0 | FALSE | 0 | FALSE | 0 | FALSE | 0 | FALSE | 0 | FALSE | 0 | FALSE | 0 | FALSE | 0 | FALSE | 0 | FALSE | 0
50 |  | 0 | 2552 | FALSE |  | FALSE |  | FALSE |  | FALSE |  | FALSE |  | FALSE |  | FALSE |  | FALSE |  | FALSE |  | FALSE |  | FALSE |  | FALSE |  | FALSE |  | FALSE |  | FALSE |  | FALSE |  | FALSE | 0 | FALSE | 0 | FALSE | 0 | FALSE | 0 | FALSE | 0 | FALSE | 0 | FALSE | 0 | FALSE | 0 | FALSE | 0 | FALSE | 0 | FALSE | 0 | FALSE | 0 | FALSE | 0 | FALSE | 0 | TRUE | 1400 | FALSE | 0 | FALSE | 0 | FALSE | 0 | FALSE | 0 | FALSE | 0 | FALSE | 0 | FALSE | 0 | FALSE | 0 | FALSE | 0 | FALSE | 0 | FALSE | 0 | FALSE | 0 | FALSE | 0 | FALSE | 0 | FALSE | 0 | FALSE | 0 | FALSE | 0 | FALSE | 0 | FALSE | 0 | FALSE | 0
50 |  | 0 | 2551 | FALSE |  | FALSE |  | FALSE |  | FALSE |  | FALSE |  | FALSE |  | FALSE |  | FALSE |  | FALSE |  | FALSE |  | FALSE |  | FALSE |  | FALSE |  | FALSE |  | FALSE |  | FALSE |  | FALSE | 0 | FALSE | 0 | FALSE | 0 | FALSE | 0 | FALSE | 0 | FALSE | 0 | FALSE | 0 | FALSE | 0 | FALSE | 0 | FALSE | 0 | FALSE | 0 | FALSE | 0 | FALSE | 0 | FALSE | 0 | TRUE | 1400 | FALSE | 0 | FALSE | 0 | FALSE | 0 | FALSE | 0 | FALSE | 0 | FALSE | 0 | FALSE | 0 | FALSE | 0 | FALSE | 0 | FALSE | 0 | FALSE | 0 | FALSE | 0 | FALSE | 0 | FALSE | 0 | FALSE | 0 | FALSE | 0 | FALSE | 0 | FALSE | 0 | FALSE | 0 | FALSE | 0
50 |  | 0 | 2550 | FALSE |  | FALSE |  | FALSE |  | FALSE |  | FALSE |  | FALSE |  | FALSE |  | FALSE |  | FALSE |  | FALSE |  | FALSE |  | FALSE |  | FALSE |  | FALSE |  | FALSE |  | FALSE |  | FALSE | 0 | FALSE | 0 | FALSE | 0 | FALSE | 0 | FALSE | 0 | FALSE | 0 | FALSE | 0 | FALSE | 0 | FALSE | 0 | FALSE | 0 | FALSE | 0 | FALSE | 0 | FALSE | 0 | FALSE | 0 | TRUE | 1400 | FALSE | 0 | FALSE | 0 | FALSE | 0 | FALSE | 0 | FALSE | 0 | FALSE | 0 | FALSE | 0 | FALSE | 0 | FALSE | 0 | FALSE | 0 | FALSE | 0 | FALSE | 0 | FALSE | 0 | FALSE | 0 | FALSE | 0 | FALSE | 0 | FALSE | 0 | FALSE | 0 | FALSE | 0 | FALSE | 0
50 |  | 0 | 2549 | FALSE |  | FALSE |  | FALSE |  | FALSE |  | FALSE |  | FALSE |  | FALSE |  | FALSE |  | FALSE |  | FALSE |  | FALSE |  | FALSE |  | FALSE |  | FALSE |  | FALSE |  | FALSE |  | FALSE | 0 | FALSE | 0 | FALSE | 0 | FALSE | 0 | FALSE | 0 | FALSE | 0 | FALSE | 0 | FALSE | 0 | FALSE | 0 | FALSE | 0 | FALSE | 0 | FALSE | 0 | FALSE | 0 | FALSE | 0 | TRUE | 1400 | FALSE | 0 | FALSE | 0 | FALSE | 0 | FALSE | 0 | FALSE | 0 | FALSE | 0 | FALSE | 0 | FALSE | 0 | FALSE | 0 | FALSE | 0 | FALSE | 0 | FALSE | 0 | FALSE | 0 | FALSE | 0 | FALSE | 0 | FALSE | 0 | FALSE | 0 | FALSE | 0 | FALSE | 0 | FALSE | 0
50 |  | 0 | 2548 | FALSE |  | FALSE |  | FALSE |  | FALSE |  | FALSE |  | FALSE |  | FALSE |  | FALSE |  | FALSE |  | FALSE |  | FALSE |  | FALSE |  | FALSE |  | FALSE |  | FALSE |  | FALSE |  | FALSE | 0 | FALSE | 0 | FALSE | 0 | FALSE | 0 | FALSE | 0 | FALSE | 0 | FALSE | 0 | FALSE | 0 | FALSE | 0 | FALSE | 0 | FALSE | 0 | FALSE | 0 | FALSE | 0 | FALSE | 0 | TRUE | 1400 | FALSE | 0 | FALSE | 0 | FALSE | 0 | FALSE | 0 | FALSE | 0 | FALSE | 0 | FALSE | 0 | FALSE | 0 | FALSE | 0 | FALSE | 0 | FALSE | 0 | FALSE | 0 | FALSE | 0 | FALSE | 0 | FALSE | 0 | FALSE | 0 | FALSE | 0 | FALSE | 0 | FALSE | 0 | FALSE | 0
50 |  | 0 | 2547 | FALSE |  | FALSE |  | FALSE |  | FALSE |  | FALSE |  | FALSE |  | FALSE |  | FALSE |  | FALSE |  | FALSE |  | FALSE |  | FALSE |  | FALSE |  | FALSE |  | FALSE |  | FALSE |  | FALSE | 0 | FALSE | 0 | FALSE | 0 | FALSE | 0 | FALSE | 0 | FALSE | 0 | FALSE | 0 | FALSE | 0 | FALSE | 0 | FALSE | 0 | FALSE | 0 | FALSE | 0 | FALSE | 0 | FALSE | 0 | TRUE | 1400 | FALSE | 0 | FALSE | 0 | FALSE | 0 | FALSE | 0 | FALSE | 0 | FALSE | 0 | FALSE | 0 | FALSE | 0 | FALSE | 0 | FALSE | 0 | FALSE | 0 | FALSE | 0 | FALSE | 0 | FALSE | 0 | FALSE | 0 | FALSE | 0 | FALSE | 0 | FALSE | 0 | FALSE | 0 | FALSE | 0
50 |  | 0 | 2546 | FALSE |  | FALSE |  | FALSE |  | FALSE |  | FALSE |  | FALSE |  | FALSE |  | FALSE |  | FALSE |  | FALSE |  | FALSE |  | FALSE |  | FALSE |  | FALSE |  | FALSE |  | FALSE |  | FALSE | 0 | FALSE | 0 | FALSE | 0 | FALSE | 0 | FALSE | 0 | FALSE | 0 | FALSE | 0 | FALSE | 0 | FALSE | 0 | FALSE | 0 | FALSE | 0 | FALSE | 0 | FALSE | 0 | FALSE | 0 | TRUE | 1400 | FALSE | 0 | FALSE | 0 | FALSE | 0 | FALSE | 0 | FALSE | 0 | FALSE | 0 | FALSE | 0 | FALSE | 0 | FALSE | 0 | FALSE | 0 | FALSE | 0 | FALSE | 0 | FALSE | 0 | FALSE | 0 | FALSE | 0 | FALSE | 0 | FALSE | 0 | FALSE | 0 | FALSE | 0 | FALSE | 0
50 |  | 0 | 2545 | FALSE |  | FALSE |  | FALSE |  | FALSE |  | FALSE |  | FALSE |  | FALSE |  | FALSE |  | FALSE |  | FALSE |  | FALSE |  | FALSE |  | FALSE |  | FALSE |  | FALSE |  | FALSE |  | FALSE | 0 | FALSE | 0 | FALSE | 0 | FALSE | 0 | FALSE | 0 | FALSE | 0 | FALSE | 0 | FALSE | 0 | FALSE | 0 | FALSE | 0 | FALSE | 0 | FALSE | 0 | FALSE | 0 | FALSE | 0 | TRUE | 1400 | FALSE | 0 | FALSE | 0 | FALSE | 0 | FALSE | 0 | FALSE | 0 | FALSE | 0 | FALSE | 0 | FALSE | 0 | FALSE | 0 | FALSE | 0 | FALSE | 0 | FALSE | 0 | FALSE | 0 | FALSE | 0 | FALSE | 0 | FALSE | 0 | FALSE | 0 | FALSE | 0 | FALSE | 0 | FALSE | 0
50 |  | 0 | 2544 | FALSE |  | FALSE |  | FALSE |  | FALSE |  | FALSE |  | FALSE |  | FALSE |  | FALSE |  | FALSE |  | FALSE |  | FALSE |  | FALSE |  | FALSE |  | FALSE |  | FALSE |  | FALSE |  | FALSE | 0 | FALSE | 0 | FALSE | 0 | FALSE | 0 | FALSE | 0 | FALSE | 0 | FALSE | 0 | FALSE | 0 | FALSE | 0 | FALSE | 0 | FALSE | 0 | FALSE | 0 | FALSE | 0 | FALSE | 0 | TRUE | 1400 | FALSE | 0 | FALSE | 0 | FALSE | 0 | FALSE | 0 | FALSE | 0 | FALSE | 0 | FALSE | 0 | FALSE | 0 | FALSE | 0 | FALSE | 0 | FALSE | 0 | FALSE | 0 | FALSE | 0 | FALSE | 0 | FALSE | 0 | FALSE | 0 | FALSE | 0 | FALSE | 0 | FALSE | 0 | FALSE | 0
50 |  | 0 | 2543 | FALSE |  | FALSE |  | FALSE |  | FALSE |  | FALSE |  | FALSE |  | FALSE |  | FALSE |  | FALSE |  | FALSE |  | FALSE |  | FALSE |  | FALSE |  | FALSE |  | FALSE |  | FALSE |  | FALSE | 0 | FALSE | 0 | FALSE | 0 | FALSE | 0 | FALSE | 0 | FALSE | 0 | FALSE | 0 | FALSE | 0 | FALSE | 0 | FALSE | 0 | FALSE | 0 | FALSE | 0 | FALSE | 0 | FALSE | 0 | TRUE | 1400 | FALSE | 0 | FALSE | 0 | FALSE | 0 | FALSE | 0 | FALSE | 0 | FALSE | 0 | FALSE | 0 | FALSE | 0 | FALSE | 0 | FALSE | 0 | FALSE | 0 | FALSE | 0 | FALSE | 0 | FALSE | 0 | FALSE | 0 | FALSE | 0 | FALSE | 0 | FALSE | 0 | FALSE | 0 | FALSE | 0
50 |  | 0 | 2542 | FALSE |  | FALSE |  | FALSE |  | FALSE |  | FALSE |  | FALSE |  | FALSE |  | FALSE |  | FALSE |  | FALSE |  | FALSE |  | FALSE |  | FALSE |  | FALSE |  | FALSE |  | FALSE |  | FALSE | 0 | FALSE | 0 | FALSE | 0 | FALSE | 0 | FALSE | 0 | FALSE | 0 | FALSE | 0 | FALSE | 0 | FALSE | 0 | FALSE | 0 | FALSE | 0 | FALSE | 0 | FALSE | 0 | FALSE | 0 | TRUE | 1400 | FALSE | 0 | FALSE | 0 | FALSE | 0 | FALSE | 0 | FALSE | 0 | FALSE | 0 | FALSE | 0 | FALSE | 0 | FALSE | 0 | FALSE | 0 | FALSE | 0 | FALSE | 0 | FALSE | 0 | FALSE | 0 | FALSE | 0 | FALSE | 0 | FALSE | 0 | FALSE | 0 | FALSE | 0 | FALSE | 0
50 |  | 0 | 2541 | FALSE |  | FALSE |  | FALSE |  | FALSE |  | FALSE |  | FALSE |  | FALSE |  | FALSE |  | FALSE |  | FALSE |  | FALSE |  | FALSE |  | FALSE |  | FALSE |  | FALSE |  | FALSE |  | FALSE | 0 | FALSE | 0 | FALSE | 0 | FALSE | 0 | FALSE | 0 | FALSE | 0 | FALSE | 0 | FALSE | 0 | FALSE | 0 | FALSE | 0 | FALSE | 0 | FALSE | 0 | FALSE | 0 | FALSE | 0 | TRUE | 1400 | FALSE | 0 | FALSE | 0 | FALSE | 0 | FALSE | 0 | FALSE | 0 | FALSE | 0 | FALSE | 0 | FALSE | 0 | FALSE | 0 | FALSE | 0 | FALSE | 0 | FALSE | 0 | FALSE | 0 | FALSE | 0 | FALSE | 0 | FALSE | 0 | FALSE | 0 | FALSE | 0 | FALSE | 0 | FALSE | 0
50 |  | 0 | 2540 | FALSE |  | FALSE |  | FALSE |  | FALSE |  | FALSE |  | FALSE |  | FALSE |  | FALSE |  | FALSE |  | FALSE |  | FALSE |  | FALSE |  | FALSE |  | FALSE |  | FALSE |  | FALSE |  | FALSE | 0 | FALSE | 0 | FALSE | 0 | FALSE | 0 | FALSE | 0 | FALSE | 0 | FALSE | 0 | FALSE | 0 | FALSE | 0 | FALSE | 0 | FALSE | 0 | FALSE | 0 | FALSE | 0 | FALSE | 0 | TRUE | 1400 | FALSE | 0 | FALSE | 0 | FALSE | 0 | FALSE | 0 | FALSE | 0 | FALSE | 0 | FALSE | 0 | FALSE | 0 | FALSE | 0 | FALSE | 0 | FALSE | 0 | FALSE | 0 | FALSE | 0 | FALSE | 0 | FALSE | 0 | FALSE | 0 | FALSE | 0 | FALSE | 0 | FALSE | 0 | FALSE | 0
50 |  | 0 | 2539 | FALSE |  | FALSE |  | FALSE |  | FALSE |  | FALSE |  | FALSE |  | FALSE |  | FALSE |  | FALSE |  | FALSE |  | FALSE |  | FALSE |  | FALSE |  | FALSE |  | FALSE |  | FALSE |  | FALSE | 0 | FALSE | 0 | FALSE | 0 | FALSE | 0 | FALSE | 0 | FALSE | 0 | FALSE | 0 | FALSE | 0 | FALSE | 0 | FALSE | 0 | FALSE | 0 | FALSE | 0 | FALSE | 0 | FALSE | 0 | TRUE | 1400 | FALSE | 0 | FALSE | 0 | FALSE | 0 | FALSE | 0 | FALSE | 0 | FALSE | 0 | FALSE | 0 | FALSE | 0 | FALSE | 0 | FALSE | 0 | FALSE | 0 | FALSE | 0 | FALSE | 0 | FALSE | 0 | FALSE | 0 | FALSE | 0 | FALSE | 0 | FALSE | 0 | FALSE | 0 | FALSE | 0
50 |  | 0 | 2538 | FALSE |  | FALSE |  | FALSE |  | FALSE |  | FALSE |  | FALSE |  | FALSE |  | FALSE |  | FALSE |  | FALSE |  | FALSE |  | FALSE |  | FALSE |  | FALSE |  | FALSE |  | FALSE |  | FALSE | 0 | FALSE | 0 | FALSE | 0 | FALSE | 0 | FALSE | 0 | FALSE | 0 | FALSE | 0 | FALSE | 0 | FALSE | 0 | FALSE | 0 | FALSE | 0 | FALSE | 0 | FALSE | 0 | FALSE | 0 | TRUE | 1400 | FALSE | 0 | FALSE | 0 | FALSE | 0 | FALSE | 0 | FALSE | 0 | FALSE | 0 | FALSE | 0 | FALSE | 0 | FALSE | 0 | FALSE | 0 | FALSE | 0 | FALSE | 0 | FALSE | 0 | FALSE | 0 | FALSE | 0 | FALSE | 0 | FALSE | 0 | FALSE | 0 | FALSE | 0 | FALSE | 0
50 |  | 0 | 2537 | FALSE |  | FALSE |  | FALSE |  | FALSE |  | FALSE |  | FALSE |  | FALSE |  | FALSE |  | FALSE |  | FALSE |  | FALSE |  | FALSE |  | FALSE |  | FALSE |  | FALSE |  | FALSE |  | FALSE | 0 | FALSE | 0 | FALSE | 0 | FALSE | 0 | FALSE | 0 | FALSE | 0 | FALSE | 0 | FALSE | 0 | FALSE | 0 | FALSE | 0 | FALSE | 0 | FALSE | 0 | FALSE | 0 | FALSE | 0 | TRUE | 1400 | FALSE | 0 | FALSE | 0 | FALSE | 0 | FALSE | 0 | FALSE | 0 | FALSE | 0 | FALSE | 0 | FALSE | 0 | FALSE | 0 | FALSE | 0 | FALSE | 0 | FALSE | 0 | FALSE | 0 | FALSE | 0 | FALSE | 0 | FALSE | 0 | FALSE | 0 | FALSE | 0 | FALSE | 0 | FALSE | 0
50 |  | 0 | 2536 | FALSE |  | FALSE |  | FALSE |  | FALSE |  | FALSE |  | FALSE |  | FALSE |  | FALSE |  | FALSE |  | FALSE |  | FALSE |  | FALSE |  | FALSE |  | FALSE |  | FALSE |  | FALSE |  | FALSE | 0 | FALSE | 0 | FALSE | 0 | FALSE | 0 | FALSE | 0 | FALSE | 0 | FALSE | 0 | FALSE | 0 | FALSE | 0 | FALSE | 0 | FALSE | 0 | FALSE | 0 | FALSE | 0 | FALSE | 0 | TRUE | 1400 | FALSE | 0 | FALSE | 0 | FALSE | 0 | FALSE | 0 | FALSE | 0 | FALSE | 0 | FALSE | 0 | FALSE | 0 | FALSE | 0 | FALSE | 0 | FALSE | 0 | FALSE | 0 | FALSE | 0 | FALSE | 0 | FALSE | 0 | FALSE | 0 | FALSE | 0 | FALSE | 0 | FALSE | 0 | FALSE | 0
50 |  | 0 | 2535 | FALSE |  | FALSE |  | FALSE |  | FALSE |  | FALSE |  | FALSE |  | FALSE |  | FALSE |  | FALSE |  | FALSE |  | FALSE |  | FALSE |  | FALSE |  | FALSE |  | FALSE |  | FALSE |  | FALSE | 0 | FALSE | 0 | FALSE | 0 | FALSE | 0 | FALSE | 0 | FALSE | 0 | FALSE | 0 | FALSE | 0 | FALSE | 0 | FALSE | 0 | FALSE | 0 | FALSE | 0 | FALSE | 0 | FALSE | 0 | TRUE | 1400 | FALSE | 0 | FALSE | 0 | FALSE | 0 | FALSE | 0 | FALSE | 0 | FALSE | 0 | FALSE | 0 | FALSE | 0 | FALSE | 0 | FALSE | 0 | FALSE | 0 | FALSE | 0 | FALSE | 0 | FALSE | 0 | FALSE | 0 | FALSE | 0 | FALSE | 0 | FALSE | 0 | FALSE | 0 | FALSE | 0
50 |  | 0 | 2534 | FALSE |  | FALSE |  | FALSE |  | FALSE |  | FALSE |  | FALSE |  | FALSE |  | FALSE |  | FALSE |  | FALSE |  | FALSE |  | FALSE |  | FALSE |  | FALSE |  | FALSE |  | FALSE |  | FALSE | 0 | FALSE | 0 | FALSE | 0 | FALSE | 0 | FALSE | 0 | FALSE | 0 | FALSE | 0 | FALSE | 0 | FALSE | 0 | FALSE | 0 | FALSE | 0 | FALSE | 0 | FALSE | 0 | FALSE | 0 | TRUE | 1400 | FALSE | 0 | FALSE | 0 | FALSE | 0 | FALSE | 0 | FALSE | 0 | FALSE | 0 | FALSE | 0 | FALSE | 0 | FALSE | 0 | FALSE | 0 | FALSE | 0 | FALSE | 0 | FALSE | 0 | FALSE | 0 | FALSE | 0 | FALSE | 0 | FALSE | 0 | FALSE | 0 | FALSE | 0 | FALSE | 0
50 |  | 0 | 2533 | FALSE |  | FALSE |  | FALSE |  | FALSE |  | FALSE |  | FALSE |  | FALSE |  | FALSE |  | FALSE |  | FALSE |  | FALSE |  | FALSE |  | FALSE |  | FALSE |  | FALSE |  | FALSE |  | FALSE | 0 | FALSE | 0 | FALSE | 0 | FALSE | 0 | FALSE | 0 | FALSE | 0 | FALSE | 0 | FALSE | 0 | FALSE | 0 | FALSE | 0 | FALSE | 0 | FALSE | 0 | FALSE | 0 | FALSE | 0 | TRUE | 1400 | FALSE | 0 | FALSE | 0 | FALSE | 0 | FALSE | 0 | FALSE | 0 | FALSE | 0 | FALSE | 0 | FALSE | 0 | FALSE | 0 | FALSE | 0 | FALSE | 0 | FALSE | 0 | FALSE | 0 | FALSE | 0 | FALSE | 0 | FALSE | 0 | FALSE | 0 | FALSE | 0 | FALSE | 0 | FALSE | 0
50 |  | 0 | 2532 | FALSE |  | FALSE |  | FALSE |  | FALSE |  | FALSE |  | FALSE |  | FALSE |  | FALSE |  | FALSE |  | FALSE |  | FALSE |  | FALSE |  | FALSE |  | FALSE |  | FALSE |  | FALSE |  | FALSE | 0 | FALSE | 0 | FALSE | 0 | FALSE | 0 | FALSE | 0 | FALSE | 0 | FALSE | 0 | FALSE | 0 | FALSE | 0 | FALSE | 0 | FALSE | 0 | FALSE | 0 | FALSE | 0 | FALSE | 0 | TRUE | 1400 | FALSE | 0 | FALSE | 0 | FALSE | 0 | FALSE | 0 | FALSE | 0 | FALSE | 0 | FALSE | 0 | FALSE | 0 | FALSE | 0 | FALSE | 0 | FALSE | 0 | FALSE | 0 | FALSE | 0 | FALSE | 0 | FALSE | 0 | FALSE | 0 | FALSE | 0 | FALSE | 0 | FALSE | 0 | FALSE | 0
50 |  | 0 | 2531 | FALSE |  | FALSE |  | FALSE |  | FALSE |  | FALSE |  | FALSE |  | FALSE |  | FALSE |  | FALSE |  | FALSE |  | FALSE |  | FALSE |  | FALSE |  | FALSE |  | FALSE |  | FALSE |  | FALSE | 0 | FALSE | 0 | FALSE | 0 | FALSE | 0 | FALSE | 0 | FALSE | 0 | FALSE | 0 | FALSE | 0 | FALSE | 0 | FALSE | 0 | FALSE | 0 | FALSE | 0 | FALSE | 0 | FALSE | 0 | TRUE | 1400 | FALSE | 0 | FALSE | 0 | FALSE | 0 | FALSE | 0 | FALSE | 0 | FALSE | 0 | FALSE | 0 | FALSE | 0 | FALSE | 0 | FALSE | 0 | FALSE | 0 | FALSE | 0 | FALSE | 0 | FALSE | 0 | FALSE | 0 | FALSE | 0 | FALSE | 0 | FALSE | 0 | FALSE | 0 | FALSE | 0
50 |  | 0 | 2530 | FALSE |  | FALSE |  | FALSE |  | FALSE |  | FALSE |  | FALSE |  | FALSE |  | FALSE |  | FALSE |  | FALSE |  | FALSE |  | FALSE |  | FALSE |  | FALSE |  | FALSE |  | FALSE |  | FALSE | 0 | FALSE | 0 | FALSE | 0 | FALSE | 0 | FALSE | 0 | FALSE | 0 | FALSE | 0 | FALSE | 0 | FALSE | 0 | FALSE | 0 | FALSE | 0 | FALSE | 0 | FALSE | 0 | FALSE | 0 | TRUE | 1400 | FALSE | 0 | FALSE | 0 | FALSE | 0 | FALSE | 0 | FALSE | 0 | FALSE | 0 | FALSE | 0 | FALSE | 0 | FALSE | 0 | FALSE | 0 | FALSE | 0 | FALSE | 0 | FALSE | 0 | FALSE | 0 | FALSE | 0 | FALSE | 0 | FALSE | 0 | FALSE | 0 | FALSE | 0 | FALSE | 0
50 |  | 0 | 2529 | FALSE |  | FALSE |  | FALSE |  | FALSE |  | FALSE |  | FALSE |  | FALSE |  | FALSE |  | FALSE |  | FALSE |  | FALSE |  | FALSE |  | FALSE |  | FALSE |  | FALSE |  | FALSE |  | FALSE | 0 | FALSE | 0 | FALSE | 0 | FALSE | 0 | FALSE | 0 | FALSE | 0 | FALSE | 0 | FALSE | 0 | FALSE | 0 | FALSE | 0 | FALSE | 0 | FALSE | 0 | FALSE | 0 | FALSE | 0 | TRUE | 1400 | FALSE | 0 | FALSE | 0 | FALSE | 0 | FALSE | 0 | FALSE | 0 | FALSE | 0 | FALSE | 0 | FALSE | 0 | FALSE | 0 | FALSE | 0 | FALSE | 0 | FALSE | 0 | FALSE | 0 | FALSE | 0 | FALSE | 0 | FALSE | 0 | FALSE | 0 | FALSE | 0 | FALSE | 0 | FALSE | 0
50 |  | 0 | 2528 | FALSE |  | FALSE |  | FALSE |  | FALSE |  | FALSE |  | FALSE |  | FALSE |  | FALSE |  | FALSE |  | FALSE |  | FALSE |  | FALSE |  | FALSE |  | FALSE |  | FALSE |  | FALSE |  | FALSE | 0 | FALSE | 0 | FALSE | 0 | FALSE | 0 | FALSE | 0 | FALSE | 0 | FALSE | 0 | FALSE | 0 | FALSE | 0 | FALSE | 0 | FALSE | 0 | FALSE | 0 | FALSE | 0 | FALSE | 0 | TRUE | 1400 | FALSE | 0 | FALSE | 0 | FALSE | 0 | FALSE | 0 | FALSE | 0 | FALSE | 0 | FALSE | 0 | FALSE | 0 | FALSE | 0 | FALSE | 0 | FALSE | 0 | FALSE | 0 | FALSE | 0 | FALSE | 0 | FALSE | 0 | FALSE | 0 | FALSE | 0 | FALSE | 0 | FALSE | 0 | FALSE | 0
50 |  | 0 | 2527 | FALSE |  | FALSE |  | FALSE |  | FALSE |  | FALSE |  | FALSE |  | FALSE |  | FALSE |  | FALSE |  | FALSE |  | FALSE |  | FALSE |  | FALSE |  | FALSE |  | FALSE |  | FALSE |  | FALSE | 0 | FALSE | 0 | FALSE | 0 | FALSE | 0 | FALSE | 0 | FALSE | 0 | FALSE | 0 | FALSE | 0 | FALSE | 0 | FALSE | 0 | FALSE | 0 | FALSE | 0 | FALSE | 0 | FALSE | 0 | TRUE | 1400 | FALSE | 0 | FALSE | 0 | FALSE | 0 | FALSE | 0 | FALSE | 0 | FALSE | 0 | FALSE | 0 | FALSE | 0 | FALSE | 0 | FALSE | 0 | FALSE | 0 | FALSE | 0 | FALSE | 0 | FALSE | 0 | FALSE | 0 | FALSE | 0 | FALSE | 0 | FALSE | 0 | FALSE | 0 | FALSE | 0
50 |  | 0 | 2526 | FALSE |  | FALSE |  | FALSE |  | FALSE |  | FALSE |  | FALSE |  | FALSE |  | FALSE |  | FALSE |  | FALSE |  | FALSE |  | FALSE |  | FALSE |  | FALSE |  | FALSE |  | FALSE |  | FALSE | 0 | FALSE | 0 | FALSE | 0 | FALSE | 0 | FALSE | 0 | FALSE | 0 | FALSE | 0 | FALSE | 0 | FALSE | 0 | FALSE | 0 | FALSE | 0 | FALSE | 0 | FALSE | 0 | FALSE | 0 | TRUE | 1400 | FALSE | 0 | FALSE | 0 | FALSE | 0 | FALSE | 0 | FALSE | 0 | FALSE | 0 | FALSE | 0 | FALSE | 0 | FALSE | 0 | FALSE | 0 | FALSE | 0 | FALSE | 0 | FALSE | 0 | FALSE | 0 | FALSE | 0 | FALSE | 0 | FALSE | 0 | FALSE | 0 | FALSE | 0 | FALSE | 0
50 |  | 0 | 2525 | FALSE |  | FALSE |  | FALSE |  | FALSE |  | FALSE |  | FALSE |  | FALSE |  | FALSE |  | FALSE |  | FALSE |  | FALSE |  | FALSE |  | FALSE |  | FALSE |  | FALSE |  | FALSE |  | FALSE | 0 | FALSE | 0 | FALSE | 0 | FALSE | 0 | FALSE | 0 | FALSE | 0 | FALSE | 0 | FALSE | 0 | FALSE | 0 | FALSE | 0 | FALSE | 0 | FALSE | 0 | FALSE | 0 | FALSE | 0 | TRUE | 1400 | FALSE | 0 | FALSE | 0 | FALSE | 0 | FALSE | 0 | FALSE | 0 | FALSE | 0 | FALSE | 0 | FALSE | 0 | FALSE | 0 | FALSE | 0 | FALSE | 0 | FALSE | 0 | FALSE | 0 | FALSE | 0 | FALSE | 0 | FALSE | 0 | FALSE | 0 | FALSE | 0 | FALSE | 0 | FALSE | 0
50 |  | 0 | 2524 | FALSE |  | FALSE |  | FALSE |  | FALSE |  | FALSE |  | FALSE |  | FALSE |  | FALSE |  | FALSE |  | FALSE |  | FALSE |  | FALSE |  | FALSE |  | FALSE |  | FALSE |  | FALSE |  | FALSE | 0 | FALSE | 0 | FALSE | 0 | FALSE | 0 | FALSE | 0 | FALSE | 0 | FALSE | 0 | FALSE | 0 | FALSE | 0 | FALSE | 0 | FALSE | 0 | FALSE | 0 | FALSE | 0 | FALSE | 0 | TRUE | 1400 | FALSE | 0 | FALSE | 0 | FALSE | 0 | FALSE | 0 | FALSE | 0 | FALSE | 0 | FALSE | 0 | FALSE | 0 | FALSE | 0 | FALSE | 0 | FALSE | 0 | FALSE | 0 | FALSE | 0 | FALSE | 0 | FALSE | 0 | FALSE | 0 | FALSE | 0 | FALSE | 0 | FALSE | 0 | FALSE | 0
50 |  | 0 | 2523 | FALSE |  | FALSE |  | FALSE |  | FALSE |  | FALSE |  | FALSE |  | FALSE |  | FALSE |  | FALSE |  | FALSE |  | FALSE |  | FALSE |  | FALSE |  | FALSE |  | FALSE |  | FALSE |  | FALSE | 0 | FALSE | 0 | FALSE | 0 | FALSE | 0 | FALSE | 0 | FALSE | 0 | FALSE | 0 | FALSE | 0 | FALSE | 0 | FALSE | 0 | FALSE | 0 | FALSE | 0 | FALSE | 0 | FALSE | 0 | TRUE | 1400 | FALSE | 0 | FALSE | 0 | FALSE | 0 | FALSE | 0 | FALSE | 0 | FALSE | 0 | FALSE | 0 | FALSE | 0 | FALSE | 0 | FALSE | 0 | FALSE | 0 | FALSE | 0 | FALSE | 0 | FALSE | 0 | FALSE | 0 | FALSE | 0 | FALSE | 0 | FALSE | 0 | FALSE | 0 | FALSE | 0
50 |  | 0 | 2522 | FALSE |  | FALSE |  | FALSE |  | FALSE |  | FALSE |  | FALSE |  | FALSE |  | FALSE |  | FALSE |  | FALSE |  | FALSE |  | FALSE |  | FALSE |  | FALSE |  | FALSE |  | FALSE |  | FALSE | 0 | FALSE | 0 | FALSE | 0 | FALSE | 0 | FALSE | 0 | FALSE | 0 | FALSE | 0 | FALSE | 0 | FALSE | 0 | FALSE | 0 | FALSE | 0 | FALSE | 0 | FALSE | 0 | FALSE | 0 | TRUE | 1400 | FALSE | 0 | FALSE | 0 | FALSE | 0 | FALSE | 0 | FALSE | 0 | FALSE | 0 | FALSE | 0 | FALSE | 0 | FALSE | 0 | FALSE | 0 | FALSE | 0 | FALSE | 0 | FALSE | 0 | FALSE | 0 | FALSE | 0 | FALSE | 0 | FALSE | 0 | FALSE | 0 | FALSE | 0 | FALSE | 0
50 |  | 0 | 2521 | FALSE |  | FALSE |  | FALSE |  | FALSE |  | FALSE |  | FALSE |  | FALSE |  | FALSE |  | FALSE |  | FALSE |  | FALSE |  | FALSE |  | FALSE |  | FALSE |  | FALSE |  | FALSE |  | FALSE | 0 | FALSE | 0 | FALSE | 0 | FALSE | 0 | FALSE | 0 | FALSE | 0 | FALSE | 0 | FALSE | 0 | FALSE | 0 | FALSE | 0 | FALSE | 0 | FALSE | 0 | FALSE | 0 | FALSE | 0 | TRUE | 1400 | FALSE | 0 | FALSE | 0 | FALSE | 0 | FALSE | 0 | FALSE | 0 | FALSE | 0 | FALSE | 0 | FALSE | 0 | FALSE | 0 | FALSE | 0 | FALSE | 0 | FALSE | 0 | FALSE | 0 | FALSE | 0 | FALSE | 0 | FALSE | 0 | FALSE | 0 | FALSE | 0 | FALSE | 0 | FALSE | 0
50 |  | 0 | 2520 | FALSE |  | FALSE |  | FALSE |  | FALSE |  | FALSE |  | FALSE |  | FALSE |  | FALSE |  | FALSE |  | FALSE |  | FALSE |  | FALSE |  | FALSE |  | FALSE |  | FALSE |  | FALSE |  | FALSE | 0 | FALSE | 0 | FALSE | 0 | FALSE | 0 | FALSE | 0 | FALSE | 0 | FALSE | 0 | FALSE | 0 | FALSE | 0 | FALSE | 0 | FALSE | 0 | FALSE | 0 | FALSE | 0 | FALSE | 0 | TRUE | 1400 | FALSE | 0 | FALSE | 0 | FALSE | 0 | FALSE | 0 | FALSE | 0 | FALSE | 0 | FALSE | 0 | FALSE | 0 | FALSE | 0 | FALSE | 0 | FALSE | 0 | FALSE | 0 | FALSE | 0 | FALSE | 0 | FALSE | 0 | FALSE | 0 | FALSE | 0 | FALSE | 0 | FALSE | 0 | FALSE | 0
50 |  | 0 | 2519 | FALSE |  | FALSE |  | FALSE |  | FALSE |  | FALSE |  | FALSE |  | FALSE |  | FALSE |  | FALSE |  | FALSE |  | FALSE |  | FALSE |  | FALSE |  | FALSE |  | FALSE |  | FALSE |  | FALSE | 0 | FALSE | 0 | FALSE | 0 | FALSE | 0 | FALSE | 0 | FALSE | 0 | FALSE | 0 | FALSE | 0 | FALSE | 0 | FALSE | 0 | FALSE | 0 | FALSE | 0 | FALSE | 0 | FALSE | 0 | TRUE | 1400 | FALSE | 0 | FALSE | 0 | FALSE | 0 | FALSE | 0 | FALSE | 0 | FALSE | 0 | FALSE | 0 | FALSE | 0 | FALSE | 0 | FALSE | 0 | FALSE | 0 | FALSE | 0 | FALSE | 0 | FALSE | 0 | FALSE | 0 | FALSE | 0 | FALSE | 0 | FALSE | 0 | FALSE | 0 | FALSE | 0
50 |  | 0 | 2518 | FALSE |  | FALSE |  | FALSE |  | FALSE |  | FALSE |  | FALSE |  | FALSE |  | FALSE |  | FALSE |  | FALSE |  | FALSE |  | FALSE |  | FALSE |  | FALSE |  | FALSE |  | FALSE |  | FALSE | 0 | FALSE | 0 | FALSE | 0 | FALSE | 0 | FALSE | 0 | FALSE | 0 | FALSE | 0 | FALSE | 0 | FALSE | 0 | FALSE | 0 | FALSE | 0 | FALSE | 0 | FALSE | 0 | FALSE | 0 | TRUE | 1400 | FALSE | 0 | FALSE | 0 | FALSE | 0 | FALSE | 0 | FALSE | 0 | FALSE | 0 | FALSE | 0 | FALSE | 0 | FALSE | 0 | FALSE | 0 | FALSE | 0 | FALSE | 0 | FALSE | 0 | FALSE | 0 | FALSE | 0 | FALSE | 0 | FALSE | 0 | FALSE | 0 | FALSE | 0 | FALSE | 0
50 |  | 0 | 2517 | FALSE |  | FALSE |  | FALSE |  | FALSE |  | FALSE |  | FALSE |  | FALSE |  | FALSE |  | FALSE |  | FALSE |  | FALSE |  | FALSE |  | FALSE |  | FALSE |  | FALSE |  | FALSE |  | FALSE | 0 | FALSE | 0 | FALSE | 0 | FALSE | 0 | FALSE | 0 | FALSE | 0 | FALSE | 0 | FALSE | 0 | FALSE | 0 | FALSE | 0 | FALSE | 0 | FALSE | 0 | FALSE | 0 | FALSE | 0 | TRUE | 1400 | FALSE | 0 | FALSE | 0 | FALSE | 0 | FALSE | 0 | FALSE | 0 | FALSE | 0 | FALSE | 0 | FALSE | 0 | FALSE | 0 | FALSE | 0 | FALSE | 0 | FALSE | 0 | FALSE | 0 | FALSE | 0 | FALSE | 0 | FALSE | 0 | FALSE | 0 | FALSE | 0 | FALSE | 0 | FALSE | 0
50 |  | 0 | 2516 | FALSE |  | FALSE |  | FALSE |  | FALSE |  | FALSE |  | FALSE |  | FALSE |  | FALSE |  | FALSE |  | FALSE |  | FALSE |  | FALSE |  | FALSE |  | FALSE |  | FALSE |  | FALSE |  | FALSE | 0 | FALSE | 0 | FALSE | 0 | FALSE | 0 | FALSE | 0 | FALSE | 0 | FALSE | 0 | FALSE | 0 | FALSE | 0 | FALSE | 0 | FALSE | 0 | FALSE | 0 | FALSE | 0 | FALSE | 0 | TRUE | 1400 | FALSE | 0 | FALSE | 0 | FALSE | 0 | FALSE | 0 | FALSE | 0 | FALSE | 0 | FALSE | 0 | FALSE | 0 | FALSE | 0 | FALSE | 0 | FALSE | 0 | FALSE | 0 | FALSE | 0 | FALSE | 0 | FALSE | 0 | FALSE | 0 | FALSE | 0 | FALSE | 0 | FALSE | 0 | FALSE | 0
50 |  | 0 | 2515 | FALSE |  | FALSE |  | FALSE |  | FALSE |  | FALSE |  | FALSE |  | FALSE |  | FALSE |  | FALSE |  | FALSE |  | FALSE |  | FALSE |  | FALSE |  | FALSE |  | FALSE |  | FALSE |  | FALSE | 0 | FALSE | 0 | FALSE | 0 | FALSE | 0 | FALSE | 0 | FALSE | 0 | FALSE | 0 | FALSE | 0 | FALSE | 0 | FALSE | 0 | FALSE | 0 | FALSE | 0 | FALSE | 0 | FALSE | 0 | TRUE | 1400 | FALSE | 0 | FALSE | 0 | FALSE | 0 | FALSE | 0 | FALSE | 0 | FALSE | 0 | FALSE | 0 | FALSE | 0 | FALSE | 0 | FALSE | 0 | FALSE | 0 | FALSE | 0 | FALSE | 0 | FALSE | 0 | FALSE | 0 | FALSE | 0 | FALSE | 0 | FALSE | 0 | FALSE | 0 | FALSE | 0
50 |  | 0 | 2514 | FALSE |  | FALSE |  | FALSE |  | FALSE |  | FALSE |  | FALSE |  | FALSE |  | FALSE |  | FALSE |  | FALSE |  | FALSE |  | FALSE |  | FALSE |  | FALSE |  | FALSE |  | FALSE |  | FALSE | 0 | FALSE | 0 | FALSE | 0 | FALSE | 0 | FALSE | 0 | FALSE | 0 | FALSE | 0 | FALSE | 0 | FALSE | 0 | FALSE | 0 | FALSE | 0 | FALSE | 0 | FALSE | 0 | FALSE | 0 | TRUE | 1400 | FALSE | 0 | FALSE | 0 | FALSE | 0 | FALSE | 0 | FALSE | 0 | FALSE | 0 | FALSE | 0 | FALSE | 0 | FALSE | 0 | FALSE | 0 | FALSE | 0 | FALSE | 0 | FALSE | 0 | FALSE | 0 | FALSE | 0 | FALSE | 0 | FALSE | 0 | FALSE | 0 | FALSE | 0 | FALSE | 0
50 |  | 0 | 2513 | FALSE |  | FALSE |  | FALSE |  | FALSE |  | FALSE |  | FALSE |  | FALSE |  | FALSE |  | FALSE |  | FALSE |  | FALSE |  | FALSE |  | FALSE |  | FALSE |  | FALSE |  | FALSE |  | FALSE | 0 | FALSE | 0 | FALSE | 0 | FALSE | 0 | FALSE | 0 | FALSE | 0 | FALSE | 0 | FALSE | 0 | FALSE | 0 | FALSE | 0 | FALSE | 0 | FALSE | 0 | FALSE | 0 | FALSE | 0 | TRUE | 1400 | FALSE | 0 | FALSE | 0 | FALSE | 0 | FALSE | 0 | FALSE | 0 | FALSE | 0 | FALSE | 0 | FALSE | 0 | FALSE | 0 | FALSE | 0 | FALSE | 0 | FALSE | 0 | FALSE | 0 | FALSE | 0 | FALSE | 0 | FALSE | 0 | FALSE | 0 | FALSE | 0 | FALSE | 0 | FALSE | 0
50 |  | 0 | 2512 | FALSE |  | FALSE |  | FALSE |  | FALSE |  | FALSE |  | FALSE |  | FALSE |  | FALSE |  | FALSE |  | FALSE |  | FALSE |  | FALSE |  | FALSE |  | FALSE |  | FALSE |  | FALSE |  | FALSE | 0 | FALSE | 0 | FALSE | 0 | FALSE | 0 | FALSE | 0 | FALSE | 0 | FALSE | 0 | FALSE | 0 | FALSE | 0 | FALSE | 0 | FALSE | 0 | FALSE | 0 | FALSE | 0 | FALSE | 0 | TRUE | 1400 | FALSE | 0 | FALSE | 0 | FALSE | 0 | FALSE | 0 | FALSE | 0 | FALSE | 0 | FALSE | 0 | FALSE | 0 | FALSE | 0 | FALSE | 0 | FALSE | 0 | FALSE | 0 | FALSE | 0 | FALSE | 0 | FALSE | 0 | FALSE | 0 | FALSE | 0 | FALSE | 0 | FALSE | 0 | FALSE | 0
50 |  | 0 | 2511 | FALSE |  | FALSE |  | FALSE |  | FALSE |  | FALSE |  | FALSE |  | FALSE |  | FALSE |  | FALSE |  | FALSE |  | FALSE |  | FALSE |  | FALSE |  | FALSE |  | FALSE |  | FALSE |  | FALSE | 0 | FALSE | 0 | FALSE | 0 | FALSE | 0 | FALSE | 0 | FALSE | 0 | FALSE | 0 | FALSE | 0 | FALSE | 0 | FALSE | 0 | FALSE | 0 | FALSE | 0 | FALSE | 0 | FALSE | 0 | TRUE | 1400 | FALSE | 0 | FALSE | 0 | FALSE | 0 | FALSE | 0 | FALSE | 0 | FALSE | 0 | FALSE | 0 | FALSE | 0 | FALSE | 0 | FALSE | 0 | FALSE | 0 | FALSE | 0 | FALSE | 0 | FALSE | 0 | FALSE | 0 | FALSE | 0 | FALSE | 0 | FALSE | 0 | FALSE | 0 | FALSE | 0
50 |  | 0 | 2510 | FALSE |  | FALSE |  | FALSE |  | FALSE |  | FALSE |  | FALSE |  | FALSE |  | FALSE |  | FALSE |  | FALSE |  | FALSE |  | FALSE |  | FALSE |  | FALSE |  | FALSE |  | FALSE |  | FALSE | 0 | FALSE | 0 | FALSE | 0 | FALSE | 0 | FALSE | 0 | FALSE | 0 | FALSE | 0 | FALSE | 0 | FALSE | 0 | FALSE | 0 | FALSE | 0 | FALSE | 0 | FALSE | 0 | FALSE | 0 | TRUE | 1400 | FALSE | 0 | FALSE | 0 | FALSE | 0 | FALSE | 0 | FALSE | 0 | FALSE | 0 | FALSE | 0 | FALSE | 0 | FALSE | 0 | FALSE | 0 | FALSE | 0 | FALSE | 0 | FALSE | 0 | FALSE | 0 | FALSE | 0 | FALSE | 0 | FALSE | 0 | FALSE | 0 | FALSE | 0 | FALSE | 0
50 |  | 0 | 2509 | FALSE |  | FALSE |  | FALSE |  | FALSE |  | FALSE |  | FALSE |  | FALSE |  | FALSE |  | FALSE |  | FALSE |  | FALSE |  | FALSE |  | FALSE |  | FALSE |  | FALSE |  | FALSE |  | FALSE | 0 | FALSE | 0 | FALSE | 0 | FALSE | 0 | FALSE | 0 | FALSE | 0 | FALSE | 0 | FALSE | 0 | FALSE | 0 | FALSE | 0 | FALSE | 0 | FALSE | 0 | FALSE | 0 | FALSE | 0 | TRUE | 1400 | FALSE | 0 | FALSE | 0 | FALSE | 0 | FALSE | 0 | FALSE | 0 | FALSE | 0 | FALSE | 0 | FALSE | 0 | FALSE | 0 | FALSE | 0 | FALSE | 0 | FALSE | 0 | FALSE | 0 | FALSE | 0 | FALSE | 0 | FALSE | 0 | FALSE | 0 | FALSE | 0 | FALSE | 0 | FALSE | 0
50 |  | 0 | 2508 | FALSE |  | FALSE |  | FALSE |  | FALSE |  | FALSE |  | FALSE |  | FALSE |  | FALSE |  | FALSE |  | FALSE |  | FALSE |  | FALSE |  | FALSE |  | FALSE |  | FALSE |  | FALSE |  | FALSE | 0 | FALSE | 0 | FALSE | 0 | FALSE | 0 | FALSE | 0 | FALSE | 0 | FALSE | 0 | FALSE | 0 | FALSE | 0 | FALSE | 0 | FALSE | 0 | FALSE | 0 | FALSE | 0 | FALSE | 0 | TRUE | 1400 | FALSE | 0 | FALSE | 0 | FALSE | 0 | FALSE | 0 | FALSE | 0 | FALSE | 0 | FALSE | 0 | FALSE | 0 | FALSE | 0 | FALSE | 0 | FALSE | 0 | FALSE | 0 | FALSE | 0 | FALSE | 0 | FALSE | 0 | FALSE | 0 | FALSE | 0 | FALSE | 0 | FALSE | 0 | FALSE | 0
50 |  | 0 | 2507 | FALSE |  | FALSE |  | FALSE |  | FALSE |  | FALSE |  | FALSE |  | FALSE |  | FALSE |  | FALSE |  | FALSE |  | FALSE |  | FALSE |  | FALSE |  | FALSE |  | FALSE |  | FALSE |  | FALSE | 0 | FALSE | 0 | FALSE | 0 | FALSE | 0 | FALSE | 0 | FALSE | 0 | FALSE | 0 | FALSE | 0 | FALSE | 0 | FALSE | 0 | FALSE | 0 | FALSE | 0 | FALSE | 0 | FALSE | 0 | TRUE | 1400 | FALSE | 0 | FALSE | 0 | FALSE | 0 | FALSE | 0 | FALSE | 0 | FALSE | 0 | FALSE | 0 | FALSE | 0 | FALSE | 0 | FALSE | 0 | FALSE | 0 | FALSE | 0 | FALSE | 0 | FALSE | 0 | FALSE | 0 | FALSE | 0 | FALSE | 0 | FALSE | 0 | FALSE | 0 | FALSE | 0
50 |  | 0 | 2506 | FALSE |  | FALSE |  | FALSE |  | FALSE |  | FALSE |  | FALSE |  | FALSE |  | FALSE |  | FALSE |  | FALSE |  | FALSE |  | FALSE |  | FALSE |  | FALSE |  | FALSE |  | FALSE |  | FALSE | 0 | FALSE | 0 | FALSE | 0 | FALSE | 0 | FALSE | 0 | FALSE | 0 | FALSE | 0 | FALSE | 0 | FALSE | 0 | FALSE | 0 | FALSE | 0 | FALSE | 0 | FALSE | 0 | FALSE | 0 | TRUE | 1400 | FALSE | 0 | FALSE | 0 | FALSE | 0 | FALSE | 0 | FALSE | 0 | FALSE | 0 | FALSE | 0 | FALSE | 0 | FALSE | 0 | FALSE | 0 | FALSE | 0 | FALSE | 0 | FALSE | 0 | FALSE | 0 | FALSE | 0 | FALSE | 0 | FALSE | 0 | FALSE | 0 | FALSE | 0 | FALSE | 0
50 |  | 0 | 2505 | FALSE |  | FALSE |  | FALSE |  | FALSE |  | FALSE |  | FALSE |  | FALSE |  | FALSE |  | FALSE |  | FALSE |  | FALSE |  | FALSE |  | FALSE |  | FALSE |  | FALSE |  | FALSE |  | FALSE | 0 | FALSE | 0 | FALSE | 0 | FALSE | 0 | FALSE | 0 | FALSE | 0 | FALSE | 0 | FALSE | 0 | FALSE | 0 | FALSE | 0 | FALSE | 0 | FALSE | 0 | FALSE | 0 | FALSE | 0 | TRUE | 1400 | FALSE | 0 | FALSE | 0 | FALSE | 0 | FALSE | 0 | FALSE | 0 | FALSE | 0 | FALSE | 0 | FALSE | 0 | FALSE | 0 | FALSE | 0 | FALSE | 0 | FALSE | 0 | FALSE | 0 | FALSE | 0 | FALSE | 0 | FALSE | 0 | FALSE | 0 | FALSE | 0 | FALSE | 0 | FALSE | 0
50 |  | 0 | 2504 | FALSE |  | FALSE |  | FALSE |  | FALSE |  | FALSE |  | FALSE |  | FALSE |  | FALSE |  | FALSE |  | FALSE |  | FALSE |  | FALSE |  | FALSE |  | FALSE |  | FALSE |  | FALSE |  | FALSE | 0 | FALSE | 0 | FALSE | 0 | FALSE | 0 | FALSE | 0 | FALSE | 0 | FALSE | 0 | FALSE | 0 | FALSE | 0 | FALSE | 0 | FALSE | 0 | FALSE | 0 | FALSE | 0 | FALSE | 0 | TRUE | 1400 | FALSE | 0 | FALSE | 0 | FALSE | 0 | FALSE | 0 | FALSE | 0 | FALSE | 0 | FALSE | 0 | FALSE | 0 | FALSE | 0 | FALSE | 0 | FALSE | 0 | FALSE | 0 | FALSE | 0 | FALSE | 0 | FALSE | 0 | FALSE | 0 | FALSE | 0 | FALSE | 0 | FALSE | 0 | FALSE | 0
50 |  | 0 | 2503 | FALSE |  | FALSE |  | FALSE |  | FALSE |  | FALSE |  | FALSE |  | FALSE |  | FALSE |  | FALSE |  | FALSE |  | FALSE |  | FALSE |  | FALSE |  | FALSE |  | FALSE |  | FALSE |  | FALSE | 0 | FALSE | 0 | FALSE | 0 | FALSE | 0 | FALSE | 0 | FALSE | 0 | FALSE | 0 | FALSE | 0 | FALSE | 0 | FALSE | 0 | FALSE | 0 | FALSE | 0 | FALSE | 0 | FALSE | 0 | TRUE | 1400 | FALSE | 0 | FALSE | 0 | FALSE | 0 | FALSE | 0 | FALSE | 0 | FALSE | 0 | FALSE | 0 | FALSE | 0 | FALSE | 0 | FALSE | 0 | FALSE | 0 | FALSE | 0 | FALSE | 0 | FALSE | 0 | FALSE | 0 | FALSE | 0 | FALSE | 0 | FALSE | 0 | FALSE | 0 | FALSE | 0
50 |  | 0 | 2502 | FALSE |  | FALSE |  | FALSE |  | FALSE |  | FALSE |  | FALSE |  | FALSE |  | FALSE |  | FALSE |  | FALSE |  | FALSE |  | FALSE |  | FALSE |  | FALSE |  | FALSE |  | FALSE |  | FALSE | 0 | FALSE | 0 | FALSE | 0 | FALSE | 0 | FALSE | 0 | FALSE | 0 | FALSE | 0 | FALSE | 0 | FALSE | 0 | FALSE | 0 | FALSE | 0 | FALSE | 0 | FALSE | 0 | FALSE | 0 | TRUE | 1400 | FALSE | 0 | FALSE | 0 | FALSE | 0 | FALSE | 0 | FALSE | 0 | FALSE | 0 | FALSE | 0 | FALSE | 0 | FALSE | 0 | FALSE | 0 | FALSE | 0 | FALSE | 0 | FALSE | 0 | FALSE | 0 | FALSE | 0 | FALSE | 0 | FALSE | 0 | FALSE | 0 | FALSE | 0 | FALSE | 0
50 |  | 0 | 2501 | FALSE |  | FALSE |  | FALSE |  | FALSE |  | FALSE |  | FALSE |  | FALSE |  | FALSE |  | FALSE |  | FALSE |  | FALSE |  | FALSE |  | FALSE |  | FALSE |  | FALSE |  | FALSE |  | FALSE | 0 | FALSE | 0 | FALSE | 0 | FALSE | 0 | FALSE | 0 | FALSE | 0 | FALSE | 0 | FALSE | 0 | FALSE | 0 | FALSE | 0 | FALSE | 0 | FALSE | 0 | FALSE | 0 | FALSE | 0 | TRUE | 1400 | FALSE | 0 | FALSE | 0 | FALSE | 0 | FALSE | 0 | FALSE | 0 | FALSE | 0 | FALSE | 0 | FALSE | 0 | FALSE | 0 | FALSE | 0 | FALSE | 0 | FALSE | 0 | FALSE | 0 | FALSE | 0 | FALSE | 0 | FALSE | 0 | FALSE | 0 | FALSE | 0 | FALSE | 0 | FALSE | 0
50 |  | 0 | 2500 | FALSE |  | FALSE |  | FALSE |  | FALSE |  | FALSE |  | FALSE |  | FALSE |  | FALSE |  | FALSE |  | FALSE |  | FALSE |  | FALSE |  | FALSE |  | FALSE |  | FALSE |  | FALSE |  | FALSE | 0 | FALSE | 0 | FALSE | 0 | FALSE | 0 | FALSE | 0 | FALSE | 0 | FALSE | 0 | FALSE | 0 | FALSE | 0 | FALSE | 0 | FALSE | 0 | FALSE | 0 | FALSE | 0 | FALSE | 0 | TRUE | 1400 | FALSE | 0 | FALSE | 0 | FALSE | 0 | FALSE | 0 | FALSE | 0 | FALSE | 0 | FALSE | 0 | FALSE | 0 | FALSE | 0 | FALSE | 0 | FALSE | 0 | FALSE | 0 | FALSE | 0 | FALSE | 0 | FALSE | 0 | FALSE | 0 | FALSE | 0 | FALSE | 0 | FALSE | 0 | FALSE | 0
50 |  | 0 | 2499 | FALSE |  | FALSE |  | FALSE |  | FALSE |  | FALSE |  | FALSE |  | FALSE |  | FALSE |  | FALSE |  | FALSE |  | FALSE |  | FALSE |  | FALSE |  | FALSE |  | FALSE |  | FALSE |  | FALSE | 0 | FALSE | 0 | FALSE | 0 | FALSE | 0 | FALSE | 0 | FALSE | 0 | FALSE | 0 | FALSE | 0 | FALSE | 0 | FALSE | 0 | FALSE | 0 | FALSE | 0 | FALSE | 0 | FALSE | 0 | TRUE | 1400 | FALSE | 0 | FALSE | 0 | FALSE | 0 | FALSE | 0 | FALSE | 0 | FALSE | 0 | FALSE | 0 | FALSE | 0 | FALSE | 0 | FALSE | 0 | FALSE | 0 | FALSE | 0 | FALSE | 0 | FALSE | 0 | FALSE | 0 | FALSE | 0 | FALSE | 0 | FALSE | 0 | FALSE | 0 | FALSE | 0
50 |  | 0 | 2498 | FALSE |  | FALSE |  | FALSE |  | FALSE |  | FALSE |  | FALSE |  | FALSE |  | FALSE |  | FALSE |  | FALSE |  | FALSE |  | FALSE |  | FALSE |  | FALSE |  | FALSE |  | FALSE | 0 | FALSE | 0 | FALSE | 0 | FALSE | 0 | FALSE | 0 | FALSE | 0 | FALSE | 0 | FALSE | 0 | FALSE | 0 | FALSE | 0 | FALSE | 0 | FALSE | 0 | FALSE | 0 | FALSE | 0 | FALSE | 0 | TRUE | 1400 | FALSE | 0 | FALSE | 0 | FALSE | 0 | FALSE | 0 | FALSE | 0 | FALSE | 0 | FALSE | 0 | FALSE | 0 | FALSE | 0 | FALSE | 0 | FALSE | 0 | FALSE | 0 | FALSE | 0 | FALSE | 0 | FALSE | 0 | FALSE | 0 | FALSE | 0 | FALSE | 0 | FALSE | 0 | FALSE | 0
50 |  | 0 | 2497 | FALSE |  | FALSE |  | FALSE |  | FALSE |  | FALSE |  | FALSE |  | FALSE |  | FALSE |  | FALSE |  | FALSE |  | FALSE |  | FALSE |  | FALSE |  | FALSE |  | FALSE |  | FALSE | 0 | FALSE | 0 | FALSE | 0 | FALSE | 0 | FALSE | 0 | FALSE | 0 | FALSE | 0 | FALSE | 0 | FALSE | 0 | FALSE | 0 | FALSE | 0 | FALSE | 0 | FALSE | 0 | FALSE | 0 | FALSE | 0 | TRUE | 1400 | FALSE | 0 | FALSE | 0 | FALSE | 0 | FALSE | 0 | FALSE | 0 | FALSE | 0 | FALSE | 0 | FALSE | 0 | FALSE | 0 | FALSE | 0 | FALSE | 0 | FALSE | 0 | FALSE | 0 | FALSE | 0 | FALSE | 0 | FALSE | 0 | FALSE | 0 | FALSE | 0 | FALSE | 0 | FALSE | 0
50 |  | 0 | 2496 | FALSE |  | FALSE |  | FALSE |  | FALSE |  | FALSE |  | FALSE |  | FALSE |  | FALSE |  | FALSE |  | FALSE |  | FALSE |  | FALSE |  | FALSE |  | FALSE |  | FALSE |  | FALSE | 0 | FALSE | 0 | FALSE | 0 | FALSE | 0 | FALSE | 0 | FALSE | 0 | FALSE | 0 | FALSE | 0 | FALSE | 0 | FALSE | 0 | FALSE | 0 | FALSE | 0 | FALSE | 0 | FALSE | 0 | FALSE | 0 | TRUE | 1400 | FALSE | 0 | FALSE | 0 | FALSE | 0 | FALSE | 0 | FALSE | 0 | FALSE | 0 | FALSE | 0 | FALSE | 0 | FALSE | 0 | FALSE | 0 | FALSE | 0 | FALSE | 0 | FALSE | 0 | FALSE | 0 | FALSE | 0 | FALSE | 0 | FALSE | 0 | FALSE | 0 | FALSE | 0 | FALSE | 0
50 |  | 0 | 2495 | FALSE |  | FALSE |  | FALSE |  | FALSE |  | FALSE |  | FALSE |  | FALSE |  | FALSE |  | FALSE |  | FALSE |  | FALSE |  | FALSE |  | FALSE |  | FALSE |  | FALSE |  | FALSE | 0 | FALSE | 0 | FALSE | 0 | FALSE | 0 | FALSE | 0 | FALSE | 0 | FALSE | 0 | FALSE | 0 | FALSE | 0 | FALSE | 0 | FALSE | 0 | FALSE | 0 | FALSE | 0 | FALSE | 0 | FALSE | 0 | TRUE | 1400 | FALSE | 0 | FALSE | 0 | FALSE | 0 | FALSE | 0 | FALSE | 0 | FALSE | 0 | FALSE | 0 | FALSE | 0 | FALSE | 0 | FALSE | 0 | FALSE | 0 | FALSE | 0 | FALSE | 0 | FALSE | 0 | FALSE | 0 | FALSE | 0 | FALSE | 0 | FALSE | 0 | FALSE | 0 | FALSE | 0
50 |  | 0 | 2494 | FALSE |  | FALSE |  | FALSE |  | FALSE |  | FALSE |  | FALSE |  | FALSE |  | FALSE |  | FALSE |  | FALSE |  | FALSE |  | FALSE |  | FALSE |  | FALSE |  | FALSE |  | FALSE | 0 | FALSE | 0 | FALSE | 0 | FALSE | 0 | FALSE | 0 | FALSE | 0 | FALSE | 0 | FALSE | 0 | FALSE | 0 | FALSE | 0 | FALSE | 0 | FALSE | 0 | FALSE | 0 | FALSE | 0 | FALSE | 0 | TRUE | 1400 | FALSE | 0 | FALSE | 0 | FALSE | 0 | FALSE | 0 | FALSE | 0 | FALSE | 0 | FALSE | 0 | FALSE | 0 | FALSE | 0 | FALSE | 0 | FALSE | 0 | FALSE | 0 | FALSE | 0 | FALSE | 0 | FALSE | 0 | FALSE | 0 | FALSE | 0 | FALSE | 0 | FALSE | 0 | FALSE | 0
50 |  | 0 | 2493 | FALSE |  | FALSE |  | FALSE |  | FALSE |  | FALSE |  | FALSE |  | FALSE |  | FALSE |  | FALSE |  | FALSE |  | FALSE |  | FALSE |  | FALSE |  | FALSE |  | FALSE |  | FALSE | 0 | FALSE | 0 | FALSE | 0 | FALSE | 0 | FALSE | 0 | FALSE | 0 | FALSE | 0 | FALSE | 0 | FALSE | 0 | FALSE | 0 | FALSE | 0 | FALSE | 0 | FALSE | 0 | FALSE | 0 | FALSE | 0 | TRUE | 1400 | FALSE | 0 | FALSE | 0 | FALSE | 0 | FALSE | 0 | FALSE | 0 | FALSE | 0 | FALSE | 0 | FALSE | 0 | FALSE | 0 | FALSE | 0 | FALSE | 0 | FALSE | 0 | FALSE | 0 | FALSE | 0 | FALSE | 0 | FALSE | 0 | FALSE | 0 | FALSE | 0 | FALSE | 0 | FALSE | 0
50 |  | 0 | 2492 | FALSE |  | FALSE |  | FALSE |  | FALSE |  | FALSE |  | FALSE |  | FALSE |  | FALSE |  | FALSE |  | FALSE |  | FALSE |  | FALSE |  | FALSE |  | FALSE |  | FALSE |  | FALSE | 0 | FALSE | 0 | FALSE | 0 | FALSE | 0 | FALSE | 0 | FALSE | 0 | FALSE | 0 | FALSE | 0 | FALSE | 0 | FALSE | 0 | FALSE | 0 | FALSE | 0 | FALSE | 0 | FALSE | 0 | FALSE | 0 | TRUE | 1400 | FALSE | 0 | FALSE | 0 | FALSE | 0 | FALSE | 0 | FALSE | 0 | FALSE | 0 | FALSE | 0 | FALSE | 0 | FALSE | 0 | FALSE | 0 | FALSE | 0 | FALSE | 0 | FALSE | 0 | FALSE | 0 | FALSE | 0 | FALSE | 0 | FALSE | 0 | FALSE | 0 | FALSE | 0 | FALSE | 0
50 |  | 0 | 2491 | FALSE |  | FALSE |  | FALSE |  | FALSE |  | FALSE |  | FALSE |  | FALSE |  | FALSE |  | FALSE |  | FALSE |  | FALSE |  | FALSE |  | FALSE |  | FALSE |  | FALSE |  | FALSE | 0 | FALSE | 0 | FALSE | 0 | FALSE | 0 | FALSE | 0 | FALSE | 0 | FALSE | 0 | FALSE | 0 | FALSE | 0 | FALSE | 0 | FALSE | 0 | FALSE | 0 | FALSE | 0 | FALSE | 0 | FALSE | 0 | TRUE | 1400 | FALSE | 0 | FALSE | 0 | FALSE | 0 | FALSE | 0 | FALSE | 0 | FALSE | 0 | FALSE | 0 | FALSE | 0 | FALSE | 0 | FALSE | 0 | FALSE | 0 | FALSE | 0 | FALSE | 0 | FALSE | 0 | FALSE | 0 | FALSE | 0 | FALSE | 0 | FALSE | 0 | FALSE | 0 | FALSE | 0
50 |  | 0 | 2490 | FALSE |  | FALSE |  | FALSE |  | FALSE |  | FALSE |  | FALSE |  | FALSE |  | FALSE |  | FALSE |  | FALSE |  | FALSE |  | FALSE |  | FALSE |  | FALSE |  | FALSE |  | FALSE | 0 | FALSE | 0 | FALSE | 0 | FALSE | 0 | FALSE | 0 | FALSE | 0 | FALSE | 0 | FALSE | 0 | FALSE | 0 | FALSE | 0 | FALSE | 0 | FALSE | 0 | FALSE | 0 | FALSE | 0 | FALSE | 0 | TRUE | 1400 | FALSE | 0 | FALSE | 0 | FALSE | 0 | FALSE | 0 | FALSE | 0 | FALSE | 0 | FALSE | 0 | FALSE | 0 | FALSE | 0 | FALSE | 0 | FALSE | 0 | FALSE | 0 | FALSE | 0 | FALSE | 0 | FALSE | 0 | FALSE | 0 | FALSE | 0 | FALSE | 0 | FALSE | 0 | FALSE | 0
50 |  | 0 | 2489 | FALSE |  | FALSE |  | FALSE |  | FALSE |  | FALSE |  | FALSE |  | FALSE |  | FALSE |  | FALSE |  | FALSE |  | FALSE |  | FALSE |  | FALSE |  | FALSE |  | FALSE |  | FALSE | 0 | FALSE | 0 | FALSE | 0 | FALSE | 0 | FALSE | 0 | FALSE | 0 | FALSE | 0 | FALSE | 0 | FALSE | 0 | FALSE | 0 | FALSE | 0 | FALSE | 0 | FALSE | 0 | FALSE | 0 | FALSE | 0 | TRUE | 1400 | FALSE | 0 | FALSE | 0 | FALSE | 0 | FALSE | 0 | FALSE | 0 | FALSE | 0 | FALSE | 0 | FALSE | 0 | FALSE | 0 | FALSE | 0 | FALSE | 0 | FALSE | 0 | FALSE | 0 | FALSE | 0 | FALSE | 0 | FALSE | 0 | FALSE | 0 | FALSE | 0 | FALSE | 0 | FALSE | 0
50 |  | 0 | 2488 | FALSE |  | FALSE |  | FALSE |  | FALSE |  | FALSE |  | FALSE |  | FALSE |  | FALSE |  | FALSE |  | FALSE |  | FALSE |  | FALSE |  | FALSE |  | FALSE |  | FALSE |  | FALSE | 0 | FALSE | 0 | FALSE | 0 | FALSE | 0 | FALSE | 0 | FALSE | 0 | FALSE | 0 | FALSE | 0 | FALSE | 0 | FALSE | 0 | FALSE | 0 | FALSE | 0 | FALSE | 0 | FALSE | 0 | FALSE | 0 | TRUE | 1400 | FALSE | 0 | FALSE | 0 | FALSE | 0 | FALSE | 0 | FALSE | 0 | FALSE | 0 | FALSE | 0 | FALSE | 0 | FALSE | 0 | FALSE | 0 | FALSE | 0 | FALSE | 0 | FALSE | 0 | FALSE | 0 | FALSE | 0 | FALSE | 0 | FALSE | 0 | FALSE | 0 | FALSE | 0 | FALSE | 0
50 |  | 0 | 2487 | FALSE |  | FALSE |  | FALSE |  | FALSE |  | FALSE |  | FALSE |  | FALSE |  | FALSE |  | FALSE |  | FALSE |  | FALSE |  | FALSE |  | FALSE |  | FALSE |  | FALSE |  | FALSE | 0 | FALSE | 0 | FALSE | 0 | FALSE | 0 | FALSE | 0 | FALSE | 0 | FALSE | 0 | FALSE | 0 | FALSE | 0 | FALSE | 0 | FALSE | 0 | FALSE | 0 | FALSE | 0 | FALSE | 0 | FALSE | 0 | TRUE | 1400 | FALSE | 0 | FALSE | 0 | FALSE | 0 | FALSE | 0 | FALSE | 0 | FALSE | 0 | FALSE | 0 | FALSE | 0 | FALSE | 0 | FALSE | 0 | FALSE | 0 | FALSE | 0 | FALSE | 0 | FALSE | 0 | FALSE | 0 | FALSE | 0 | FALSE | 0 | FALSE | 0 | FALSE | 0 | FALSE | 0
50 |  | 0 | 2486 | FALSE |  | FALSE |  | FALSE |  | FALSE |  | FALSE |  | FALSE |  | FALSE |  | FALSE |  | FALSE |  | FALSE |  | FALSE |  | FALSE |  | FALSE |  | FALSE |  | FALSE |  | FALSE | 0 | FALSE | 0 | FALSE | 0 | FALSE | 0 | FALSE | 0 | FALSE | 0 | FALSE | 0 | FALSE | 0 | FALSE | 0 | FALSE | 0 | FALSE | 0 | FALSE | 0 | FALSE | 0 | FALSE | 0 | FALSE | 0 | TRUE | 1400 | FALSE | 0 | FALSE | 0 | FALSE | 0 | FALSE | 0 | FALSE | 0 | FALSE | 0 | FALSE | 0 | FALSE | 0 | FALSE | 0 | FALSE | 0 | FALSE | 0 | FALSE | 0 | FALSE | 0 | FALSE | 0 | FALSE | 0 | FALSE | 0 | FALSE | 0 | FALSE | 0 | FALSE | 0 | FALSE | 0
50 |  | 0 | 2485 | FALSE |  | FALSE |  | FALSE |  | FALSE |  | FALSE |  | FALSE |  | FALSE |  | FALSE |  | FALSE |  | FALSE |  | FALSE |  | FALSE |  | FALSE |  | FALSE |  | FALSE |  | FALSE | 0 | FALSE | 0 | FALSE | 0 | FALSE | 0 | FALSE | 0 | FALSE | 0 | FALSE | 0 | FALSE | 0 | FALSE | 0 | FALSE | 0 | FALSE | 0 | FALSE | 0 | FALSE | 0 | FALSE | 0 | FALSE | 0 | TRUE | 1400 | FALSE | 0 | FALSE | 0 | FALSE | 0 | FALSE | 0 | FALSE | 0 | FALSE | 0 | FALSE | 0 | FALSE | 0 | FALSE | 0 | FALSE | 0 | FALSE | 0 | FALSE | 0 | FALSE | 0 | FALSE | 0 | FALSE | 0 | FALSE | 0 | FALSE | 0 | FALSE | 0 | FALSE | 0 | FALSE | 0
50 |  | 0 | 2484 | FALSE |  | FALSE |  | FALSE |  | FALSE |  | FALSE |  | FALSE |  | FALSE |  | FALSE |  | FALSE |  | FALSE |  | FALSE |  | FALSE |  | FALSE |  | FALSE |  | FALSE |  | FALSE | 0 | FALSE | 0 | FALSE | 0 | FALSE | 0 | FALSE | 0 | FALSE | 0 | FALSE | 0 | FALSE | 0 | FALSE | 0 | FALSE | 0 | FALSE | 0 | FALSE | 0 | FALSE | 0 | FALSE | 0 | FALSE | 0 | TRUE | 1400 | FALSE | 0 | FALSE | 0 | FALSE | 0 | FALSE | 0 | FALSE | 0 | FALSE | 0 | FALSE | 0 | FALSE | 0 | FALSE | 0 | FALSE | 0 | FALSE | 0 | FALSE | 0 | FALSE | 0 | FALSE | 0 | FALSE | 0 | FALSE | 0 | FALSE | 0 | FALSE | 0 | FALSE | 0 | FALSE | 0
50 |  | 0 | 2483 | FALSE |  | FALSE |  | FALSE |  | FALSE |  | FALSE |  | FALSE |  | FALSE |  | FALSE |  | FALSE |  | FALSE |  | FALSE |  | FALSE |  | FALSE |  | FALSE |  | FALSE |  | FALSE | 0 | FALSE | 0 | FALSE | 0 | FALSE | 0 | FALSE | 0 | FALSE | 0 | FALSE | 0 | FALSE | 0 | FALSE | 0 | FALSE | 0 | FALSE | 0 | FALSE | 0 | FALSE | 0 | FALSE | 0 | FALSE | 0 | TRUE | 1400 | FALSE | 0 | FALSE | 0 | FALSE | 0 | FALSE | 0 | FALSE | 0 | FALSE | 0 | FALSE | 0 | FALSE | 0 | FALSE | 0 | FALSE | 0 | FALSE | 0 | FALSE | 0 | FALSE | 0 | FALSE | 0 | FALSE | 0 | FALSE | 0 | FALSE | 0 | FALSE | 0 | FALSE | 0 | FALSE | 0
50 |  | 0 | 2482 | FALSE |  | FALSE |  | FALSE |  | FALSE |  | FALSE |  | FALSE |  | FALSE |  | FALSE |  | FALSE |  | FALSE |  | FALSE |  | FALSE |  | FALSE |  | FALSE |  | FALSE |  | FALSE | 0 | FALSE | 0 | FALSE | 0 | FALSE | 0 | FALSE | 0 | FALSE | 0 | FALSE | 0 | FALSE | 0 | FALSE | 0 | FALSE | 0 | FALSE | 0 | FALSE | 0 | FALSE | 0 | FALSE | 0 | FALSE | 0 | TRUE | 1400 | FALSE | 0 | FALSE | 0 | FALSE | 0 | FALSE | 0 | FALSE | 0 | FALSE | 0 | FALSE | 0 | FALSE | 0 | FALSE | 0 | FALSE | 0 | FALSE | 0 | FALSE | 0 | FALSE | 0 | FALSE | 0 | FALSE | 0 | FALSE | 0 | FALSE | 0 | FALSE | 0 | FALSE | 0 | FALSE | 0
50 |  | 0 | 2481 | FALSE |  | FALSE |  | FALSE |  | FALSE |  | FALSE |  | FALSE |  | FALSE |  | FALSE |  | FALSE |  | FALSE |  | FALSE |  | FALSE |  | FALSE |  | FALSE |  | FALSE |  | FALSE | 0 | FALSE | 0 | FALSE | 0 | FALSE | 0 | FALSE | 0 | FALSE | 0 | FALSE | 0 | FALSE | 0 | FALSE | 0 | FALSE | 0 | FALSE | 0 | FALSE | 0 | FALSE | 0 | FALSE | 0 | FALSE | 0 | TRUE | 1400 | FALSE | 0 | FALSE | 0 | FALSE | 0 | FALSE | 0 | FALSE | 0 | FALSE | 0 | FALSE | 0 | FALSE | 0 | FALSE | 0 | FALSE | 0 | FALSE | 0 | FALSE | 0 | FALSE | 0 | FALSE | 0 | FALSE | 0 | FALSE | 0 | FALSE | 0 | FALSE | 0 | FALSE | 0 | FALSE | 0
50 |  | 0 | 2480 | FALSE |  | FALSE |  | FALSE |  | FALSE |  | FALSE |  | FALSE |  | FALSE |  | FALSE |  | FALSE |  | FALSE |  | FALSE |  | FALSE |  | FALSE |  | FALSE |  | FALSE |  | FALSE | 0 | FALSE | 0 | FALSE | 0 | FALSE | 0 | FALSE | 0 | FALSE | 0 | FALSE | 0 | FALSE | 0 | FALSE | 0 | FALSE | 0 | FALSE | 0 | FALSE | 0 | FALSE | 0 | FALSE | 0 | FALSE | 0 | TRUE | 1400 | FALSE | 0 | FALSE | 0 | FALSE | 0 | FALSE | 0 | FALSE | 0 | FALSE | 0 | FALSE | 0 | FALSE | 0 | FALSE | 0 | FALSE | 0 | FALSE | 0 | FALSE | 0 | FALSE | 0 | FALSE | 0 | FALSE | 0 | FALSE | 0 | FALSE | 0 | FALSE | 0 | FALSE | 0 | FALSE | 0
50 |  | 0 | 2479 | FALSE |  | FALSE |  | FALSE |  | FALSE |  | FALSE |  | FALSE |  | FALSE |  | FALSE |  | FALSE |  | FALSE |  | FALSE |  | FALSE |  | FALSE |  | FALSE |  | FALSE |  | FALSE | 0 | FALSE | 0 | FALSE | 0 | FALSE | 0 | FALSE | 0 | FALSE | 0 | FALSE | 0 | FALSE | 0 | FALSE | 0 | FALSE | 0 | FALSE | 0 | FALSE | 0 | FALSE | 0 | FALSE | 0 | FALSE | 0 | TRUE | 1400 | FALSE | 0 | FALSE | 0 | FALSE | 0 | FALSE | 0 | FALSE | 0 | FALSE | 0 | FALSE | 0 | FALSE | 0 | FALSE | 0 | FALSE | 0 | FALSE | 0 | FALSE | 0 | FALSE | 0 | FALSE | 0 | FALSE | 0 | FALSE | 0 | FALSE | 0 | FALSE | 0 | FALSE | 0 | FALSE | 0
50 |  | 0 | 2478 | FALSE |  | FALSE |  | FALSE |  | FALSE |  | FALSE |  | FALSE |  | FALSE |  | FALSE |  | FALSE |  | FALSE |  | FALSE |  | FALSE |  | FALSE |  | FALSE |  | FALSE |  | FALSE | 0 | FALSE | 0 | FALSE | 0 | FALSE | 0 | FALSE | 0 | FALSE | 0 | FALSE | 0 | FALSE | 0 | FALSE | 0 | FALSE | 0 | FALSE | 0 | FALSE | 0 | FALSE | 0 | FALSE | 0 | FALSE | 0 | TRUE | 1400 | FALSE | 0 | FALSE | 0 | FALSE | 0 | FALSE | 0 | FALSE | 0 | FALSE | 0 | FALSE | 0 | FALSE | 0 | FALSE | 0 | FALSE | 0 | FALSE | 0 | FALSE | 0 | FALSE | 0 | FALSE | 0 | FALSE | 0 | FALSE | 0 | FALSE | 0 | FALSE | 0 | FALSE | 0 | FALSE | 0
50 |  | 0 | 2477 | FALSE |  | FALSE |  | FALSE |  | FALSE |  | FALSE |  | FALSE |  | FALSE |  | FALSE |  | FALSE |  | FALSE |  | FALSE |  | FALSE |  | FALSE |  | FALSE |  | FALSE |  | FALSE | 0 | FALSE | 0 | FALSE | 0 | FALSE | 0 | FALSE | 0 | FALSE | 0 | FALSE | 0 | FALSE | 0 | FALSE | 0 | FALSE | 0 | FALSE | 0 | FALSE | 0 | FALSE | 0 | FALSE | 0 | FALSE | 0 | TRUE | 1400 | FALSE | 0 | FALSE | 0 | FALSE | 0 | FALSE | 0 | FALSE | 0 | FALSE | 0 | FALSE | 0 | FALSE | 0 | FALSE | 0 | FALSE | 0 | FALSE | 0 | FALSE | 0 | FALSE | 0 | FALSE | 0 | FALSE | 0 | FALSE | 0 | FALSE | 0 | FALSE | 0 | FALSE | 0 | FALSE | 0
50 |  | 0 | 2476 | FALSE |  | FALSE |  | FALSE |  | FALSE |  | FALSE |  | FALSE |  | FALSE |  | FALSE |  | FALSE |  | FALSE |  | FALSE |  | FALSE |  | FALSE |  | FALSE |  | FALSE |  | FALSE | 0 | FALSE | 0 | FALSE | 0 | FALSE | 0 | FALSE | 0 | FALSE | 0 | FALSE | 0 | FALSE | 0 | FALSE | 0 | FALSE | 0 | FALSE | 0 | FALSE | 0 | FALSE | 0 | FALSE | 0 | FALSE | 0 | TRUE | 1400 | FALSE | 0 | FALSE | 0 | FALSE | 0 | FALSE | 0 | FALSE | 0 | FALSE | 0 | FALSE | 0 | FALSE | 0 | FALSE | 0 | FALSE | 0 | FALSE | 0 | FALSE | 0 | FALSE | 0 | FALSE | 0 | FALSE | 0 | FALSE | 0 | FALSE | 0 | FALSE | 0 | FALSE | 0 | FALSE | 0
50 |  | 0 | 2475 | FALSE |  | FALSE |  | FALSE |  | FALSE |  | FALSE |  | FALSE |  | FALSE |  | FALSE |  | FALSE |  | FALSE |  | FALSE |  | FALSE |  | FALSE |  | FALSE |  | FALSE |  | FALSE | 0 | FALSE | 0 | FALSE | 0 | FALSE | 0 | FALSE | 0 | FALSE | 0 | FALSE | 0 | FALSE | 0 | FALSE | 0 | FALSE | 0 | FALSE | 0 | FALSE | 0 | FALSE | 0 | FALSE | 0 | FALSE | 0 | TRUE | 1400 | FALSE | 0 | FALSE | 0 | FALSE | 0 | FALSE | 0 | FALSE | 0 | FALSE | 0 | FALSE | 0 | FALSE | 0 | FALSE | 0 | FALSE | 0 | FALSE | 0 | FALSE | 0 | FALSE | 0 | FALSE | 0 | FALSE | 0 | FALSE | 0 | FALSE | 0 | FALSE | 0 | FALSE | 0 | FALSE | 0
50 |  | 0 | 2474 | FALSE |  | FALSE |  | FALSE |  | FALSE |  | FALSE |  | FALSE |  | FALSE |  | FALSE |  | FALSE |  | FALSE |  | FALSE |  | FALSE |  | FALSE |  | FALSE |  | FALSE |  | FALSE | 0 | FALSE | 0 | FALSE | 0 | FALSE | 0 | FALSE | 0 | FALSE | 0 | FALSE | 0 | FALSE | 0 | FALSE | 0 | FALSE | 0 | FALSE | 0 | FALSE | 0 | FALSE | 0 | FALSE | 0 | FALSE | 0 | TRUE | 1400 | FALSE | 0 | FALSE | 0 | FALSE | 0 | FALSE | 0 | FALSE | 0 | FALSE | 0 | FALSE | 0 | FALSE | 0 | FALSE | 0 | FALSE | 0 | FALSE | 0 | FALSE | 0 | FALSE | 0 | FALSE | 0 | FALSE | 0 | FALSE | 0 | FALSE | 0 | FALSE | 0 | FALSE | 0 | FALSE | 0
50 |  | 0 | 2473 | FALSE |  | FALSE |  | FALSE |  | FALSE |  | FALSE |  | FALSE |  | FALSE |  | FALSE |  | FALSE |  | FALSE |  | FALSE |  | FALSE |  | FALSE |  | FALSE |  | FALSE |  | FALSE | 0 | FALSE | 0 | FALSE | 0 | FALSE | 0 | FALSE | 0 | FALSE | 0 | FALSE | 0 | FALSE | 0 | FALSE | 0 | FALSE | 0 | FALSE | 0 | FALSE | 0 | FALSE | 0 | FALSE | 0 | FALSE | 0 | TRUE | 1400 | FALSE | 0 | FALSE | 0 | FALSE | 0 | FALSE | 0 | FALSE | 0 | FALSE | 0 | FALSE | 0 | FALSE | 0 | FALSE | 0 | FALSE | 0 | FALSE | 0 | FALSE | 0 | FALSE | 0 | FALSE | 0 | FALSE | 0 | FALSE | 0 | FALSE | 0 | FALSE | 0 | FALSE | 0 | FALSE | 0
50 |  | 0 | 2472 | FALSE |  | FALSE |  | FALSE |  | FALSE |  | FALSE |  | FALSE |  | FALSE |  | FALSE |  | FALSE |  | FALSE |  | FALSE |  | FALSE |  | FALSE |  | FALSE |  | FALSE |  | FALSE | 0 | FALSE | 0 | FALSE | 0 | FALSE | 0 | FALSE | 0 | FALSE | 0 | FALSE | 0 | FALSE | 0 | FALSE | 0 | FALSE | 0 | FALSE | 0 | FALSE | 0 | FALSE | 0 | FALSE | 0 | FALSE | 0 | TRUE | 1400 | FALSE | 0 | FALSE | 0 | FALSE | 0 | FALSE | 0 | FALSE | 0 | FALSE | 0 | FALSE | 0 | FALSE | 0 | FALSE | 0 | FALSE | 0 | FALSE | 0 | FALSE | 0 | FALSE | 0 | FALSE | 0 | FALSE | 0 | FALSE | 0 | FALSE | 0 | FALSE | 0 | FALSE | 0 | FALSE | 0
50 |  | 0 | 2471 | FALSE |  | FALSE |  | FALSE |  | FALSE |  | FALSE |  | FALSE |  | FALSE |  | FALSE |  | FALSE |  | FALSE |  | FALSE |  | FALSE |  | FALSE |  | FALSE |  | FALSE |  | FALSE | 0 | FALSE | 0 | FALSE | 0 | FALSE | 0 | FALSE | 0 | FALSE | 0 | FALSE | 0 | FALSE | 0 | FALSE | 0 | FALSE | 0 | FALSE | 0 | FALSE | 0 | FALSE | 0 | FALSE | 0 | FALSE | 0 | TRUE | 1400 | FALSE | 0 | FALSE | 0 | FALSE | 0 | FALSE | 0 | FALSE | 0 | FALSE | 0 | FALSE | 0 | FALSE | 0 | FALSE | 0 | FALSE | 0 | FALSE | 0 | FALSE | 0 | FALSE | 0 | FALSE | 0 | FALSE | 0 | FALSE | 0 | FALSE | 0 | FALSE | 0 | FALSE | 0 | FALSE | 0
50 |  | 0 | 2470 | FALSE |  | FALSE |  | FALSE |  | FALSE |  | FALSE |  | FALSE |  | FALSE |  | FALSE |  | FALSE |  | FALSE |  | FALSE |  | FALSE |  | FALSE |  | FALSE |  | FALSE |  | FALSE | 0 | FALSE | 0 | FALSE | 0 | FALSE | 0 | FALSE | 0 | FALSE | 0 | FALSE | 0 | FALSE | 0 | FALSE | 0 | FALSE | 0 | FALSE | 0 | FALSE | 0 | FALSE | 0 | FALSE | 0 | FALSE | 0 | TRUE | 1400 | FALSE | 0 | FALSE | 0 | FALSE | 0 | FALSE | 0 | FALSE | 0 | FALSE | 0 | FALSE | 0 | FALSE | 0 | FALSE | 0 | FALSE | 0 | FALSE | 0 | FALSE | 0 | FALSE | 0 | FALSE | 0 | FALSE | 0 | FALSE | 0 | FALSE | 0 | FALSE | 0 | FALSE | 0 | FALSE | 0
50 |  | 0 | 2469 | FALSE |  | FALSE |  | FALSE |  | FALSE |  | FALSE |  | FALSE |  | FALSE |  | FALSE |  | FALSE |  | FALSE |  | FALSE |  | FALSE |  | FALSE |  | FALSE |  | FALSE |  | FALSE | 0 | FALSE | 0 | FALSE | 0 | FALSE | 0 | FALSE | 0 | FALSE | 0 | FALSE | 0 | FALSE | 0 | FALSE | 0 | FALSE | 0 | FALSE | 0 | FALSE | 0 | FALSE | 0 | FALSE | 0 | FALSE | 0 | TRUE | 1400 | FALSE | 0 | FALSE | 0 | FALSE | 0 | FALSE | 0 | FALSE | 0 | FALSE | 0 | FALSE | 0 | FALSE | 0 | FALSE | 0 | FALSE | 0 | FALSE | 0 | FALSE | 0 | FALSE | 0 | FALSE | 0 | FALSE | 0 | FALSE | 0 | FALSE | 0 | FALSE | 0 | FALSE | 0 | FALSE | 0
50 |  | 0 | 2468 | FALSE |  | FALSE |  | FALSE |  | FALSE |  | FALSE |  | FALSE |  | FALSE |  | FALSE |  | FALSE |  | FALSE |  | FALSE |  | FALSE |  | FALSE |  | FALSE |  | FALSE |  | FALSE | 0 | FALSE | 0 | FALSE | 0 | FALSE | 0 | FALSE | 0 | FALSE | 0 | FALSE | 0 | FALSE | 0 | FALSE | 0 | FALSE | 0 | FALSE | 0 | FALSE | 0 | FALSE | 0 | FALSE | 0 | FALSE | 0 | TRUE | 1400 | FALSE | 0 | FALSE | 0 | FALSE | 0 | FALSE | 0 | FALSE | 0 | FALSE | 0 | FALSE | 0 | FALSE | 0 | FALSE | 0 | FALSE | 0 | FALSE | 0 | FALSE | 0 | FALSE | 0 | FALSE | 0 | FALSE | 0 | FALSE | 0 | FALSE | 0 | FALSE | 0 | FALSE | 0 | FALSE | 0
50 |  | 0 | 2467 | FALSE |  | FALSE |  | FALSE |  | FALSE |  | FALSE |  | FALSE |  | FALSE |  | FALSE |  | FALSE |  | FALSE |  | FALSE |  | FALSE |  | FALSE |  | FALSE |  | FALSE |  | FALSE | 0 | FALSE | 0 | FALSE | 0 | FALSE | 0 | FALSE | 0 | FALSE | 0 | FALSE | 0 | FALSE | 0 | FALSE | 0 | FALSE | 0 | FALSE | 0 | FALSE | 0 | FALSE | 0 | FALSE | 0 | FALSE | 0 | TRUE | 1400 | FALSE | 0 | FALSE | 0 | FALSE | 0 | FALSE | 0 | FALSE | 0 | FALSE | 0 | FALSE | 0 | FALSE | 0 | FALSE | 0 | FALSE | 0 | FALSE | 0 | FALSE | 0 | FALSE | 0 | FALSE | 0 | FALSE | 0 | FALSE | 0 | FALSE | 0 | FALSE | 0 | FALSE | 0 | FALSE | 0
50 |  | 0 | 2466 | FALSE |  | FALSE |  | FALSE |  | FALSE |  | FALSE |  | FALSE |  | FALSE |  | FALSE |  | FALSE |  | FALSE |  | FALSE |  | FALSE |  | FALSE |  | FALSE |  | FALSE |  | FALSE | 0 | FALSE | 0 | FALSE | 0 | FALSE | 0 | FALSE | 0 | FALSE | 0 | FALSE | 0 | FALSE | 0 | FALSE | 0 | FALSE | 0 | FALSE | 0 | FALSE | 0 | FALSE | 0 | FALSE | 0 | FALSE | 0 | TRUE | 1400 | FALSE | 0 | FALSE | 0 | FALSE | 0 | FALSE | 0 | FALSE | 0 | FALSE | 0 | FALSE | 0 | FALSE | 0 | FALSE | 0 | FALSE | 0 | FALSE | 0 | FALSE | 0 | FALSE | 0 | FALSE | 0 | FALSE | 0 | FALSE | 0 | FALSE | 0 | FALSE | 0 | FALSE | 0 | FALSE | 0
50 |  | 0 | 2465 | FALSE |  | FALSE |  | FALSE |  | FALSE |  | FALSE |  | FALSE |  | FALSE |  | FALSE |  | FALSE |  | FALSE |  | FALSE |  | FALSE |  | FALSE |  | FALSE |  | FALSE |  | FALSE | 0 | FALSE | 0 | FALSE | 0 | FALSE | 0 | FALSE | 0 | FALSE | 0 | FALSE | 0 | FALSE | 0 | FALSE | 0 | FALSE | 0 | FALSE | 0 | FALSE | 0 | FALSE | 0 | FALSE | 0 | FALSE | 0 | TRUE | 1400 | FALSE | 0 | FALSE | 0 | FALSE | 0 | FALSE | 0 | FALSE | 0 | FALSE | 0 | FALSE | 0 | FALSE | 0 | FALSE | 0 | FALSE | 0 | FALSE | 0 | FALSE | 0 | FALSE | 0 | FALSE | 0 | FALSE | 0 | FALSE | 0 | FALSE | 0 | FALSE | 0 | FALSE | 0 | FALSE | 0
50 |  | 0 | 2464 | FALSE |  | FALSE |  | FALSE |  | FALSE |  | FALSE |  | FALSE |  | FALSE |  | FALSE |  | FALSE |  | FALSE |  | FALSE |  | FALSE |  | FALSE |  | FALSE |  | FALSE |  | FALSE | 0 | FALSE | 0 | FALSE | 0 | FALSE | 0 | FALSE | 0 | FALSE | 0 | FALSE | 0 | FALSE | 0 | FALSE | 0 | FALSE | 0 | FALSE | 0 | FALSE | 0 | FALSE | 0 | FALSE | 0 | FALSE | 0 | TRUE | 1400 | FALSE | 0 | FALSE | 0 | FALSE | 0 | FALSE | 0 | FALSE | 0 | FALSE | 0 | FALSE | 0 | FALSE | 0 | FALSE | 0 | FALSE | 0 | FALSE | 0 | FALSE | 0 | FALSE | 0 | FALSE | 0 | FALSE | 0 | FALSE | 0 | FALSE | 0 | FALSE | 0 | FALSE | 0 | FALSE | 0
50 |  | 0 | 2463 | FALSE |  | FALSE |  | FALSE |  | FALSE |  | FALSE |  | FALSE |  | FALSE |  | FALSE |  | FALSE |  | FALSE |  | FALSE |  | FALSE |  | FALSE |  | FALSE |  | FALSE |  | FALSE | 0 | FALSE | 0 | FALSE | 0 | FALSE | 0 | FALSE | 0 | FALSE | 0 | FALSE | 0 | FALSE | 0 | FALSE | 0 | FALSE | 0 | FALSE | 0 | FALSE | 0 | FALSE | 0 | FALSE | 0 | FALSE | 0 | TRUE | 1400 | FALSE | 0 | FALSE | 0 | FALSE | 0 | FALSE | 0 | FALSE | 0 | FALSE | 0 | FALSE | 0 | FALSE | 0 | FALSE | 0 | FALSE | 0 | FALSE | 0 | FALSE | 0 | FALSE | 0 | FALSE | 0 | FALSE | 0 | FALSE | 0 | FALSE | 0 | FALSE | 0 | FALSE | 0 | FALSE | 0
50 |  | 0 | 2462 | FALSE |  | FALSE |  | FALSE |  | FALSE |  | FALSE |  | FALSE |  | FALSE |  | FALSE |  | FALSE |  | FALSE |  | FALSE |  | FALSE |  | FALSE |  | FALSE |  | FALSE |  | FALSE | 0 | FALSE | 0 | FALSE | 0 | FALSE | 0 | FALSE | 0 | FALSE | 0 | FALSE | 0 | FALSE | 0 | FALSE | 0 | FALSE | 0 | FALSE | 0 | FALSE | 0 | FALSE | 0 | FALSE | 0 | FALSE | 0 | TRUE | 1400 | FALSE | 0 | FALSE | 0 | FALSE | 0 | FALSE | 0 | FALSE | 0 | FALSE | 0 | FALSE | 0 | FALSE | 0 | FALSE | 0 | FALSE | 0 | FALSE | 0 | FALSE | 0 | FALSE | 0 | FALSE | 0 | FALSE | 0 | FALSE | 0 | FALSE | 0 | FALSE | 0 | FALSE | 0 | FALSE | 0
50 |  | 0 | 2461 | FALSE |  | FALSE |  | FALSE |  | FALSE |  | FALSE |  | FALSE |  | FALSE |  | FALSE |  | FALSE |  | FALSE |  | FALSE |  | FALSE |  | FALSE |  | FALSE |  | FALSE |  | FALSE | 0 | FALSE | 0 | FALSE | 0 | FALSE | 0 | FALSE | 0 | FALSE | 0 | FALSE | 0 | FALSE | 0 | FALSE | 0 | FALSE | 0 | FALSE | 0 | FALSE | 0 | FALSE | 0 | FALSE | 0 | FALSE | 0 | TRUE | 1400 | FALSE | 0 | FALSE | 0 | FALSE | 0 | FALSE | 0 | FALSE | 0 | FALSE | 0 | FALSE | 0 | FALSE | 0 | FALSE | 0 | FALSE | 0 | FALSE | 0 | FALSE | 0 | FALSE | 0 | FALSE | 0 | FALSE | 0 | FALSE | 0 | FALSE | 0 | FALSE | 0 | FALSE | 0 | FALSE | 0
50 |  | 0 | 2460 | FALSE |  | FALSE |  | FALSE |  | FALSE |  | FALSE |  | FALSE |  | FALSE |  | FALSE |  | FALSE |  | FALSE |  | FALSE |  | FALSE |  | FALSE |  | FALSE |  | FALSE |  | FALSE | 0 | FALSE | 0 | FALSE | 0 | FALSE | 0 | FALSE | 0 | FALSE | 0 | FALSE | 0 | FALSE | 0 | FALSE | 0 | FALSE | 0 | FALSE | 0 | FALSE | 0 | FALSE | 0 | FALSE | 0 | FALSE | 0 | TRUE | 1400 | FALSE | 0 | FALSE | 0 | FALSE | 0 | FALSE | 0 | FALSE | 0 | FALSE | 0 | FALSE | 0 | FALSE | 0 | FALSE | 0 | FALSE | 0 | FALSE | 0 | FALSE | 0 | FALSE | 0 | FALSE | 0 | FALSE | 0 | FALSE | 0 | FALSE | 0 | FALSE | 0 | FALSE | 0 | FALSE | 0
50 |  | 0 | 2459 | FALSE |  | FALSE |  | FALSE |  | FALSE |  | FALSE |  | FALSE |  | FALSE |  | FALSE |  | FALSE |  | FALSE |  | FALSE |  | FALSE |  | FALSE |  | FALSE |  | FALSE |  | FALSE | 0 | FALSE | 0 | FALSE | 0 | FALSE | 0 | FALSE | 0 | FALSE | 0 | FALSE | 0 | FALSE | 0 | FALSE | 0 | FALSE | 0 | FALSE | 0 | FALSE | 0 | FALSE | 0 | FALSE | 0 | FALSE | 0 | TRUE | 1400 | FALSE | 0 | FALSE | 0 | FALSE | 0 | FALSE | 0 | FALSE | 0 | FALSE | 0 | FALSE | 0 | FALSE | 0 | FALSE | 0 | FALSE | 0 | FALSE | 0 | FALSE | 0 | FALSE | 0 | FALSE | 0 | FALSE | 0 | FALSE | 0 | FALSE | 0 | FALSE | 0 | FALSE | 0 | FALSE | 0
50 |  | 0 | 2458 | FALSE |  | FALSE |  | FALSE |  | FALSE |  | FALSE |  | FALSE |  | FALSE |  | FALSE |  | FALSE |  | FALSE |  | FALSE |  | FALSE |  | FALSE |  | FALSE |  | FALSE |  | FALSE | 0 | FALSE | 0 | FALSE | 0 | FALSE | 0 | FALSE | 0 | FALSE | 0 | FALSE | 0 | FALSE | 0 | FALSE | 0 | FALSE | 0 | FALSE | 0 | FALSE | 0 | FALSE | 0 | FALSE | 0 | FALSE | 0 | TRUE | 1400 | FALSE | 0 | FALSE | 0 | FALSE | 0 | FALSE | 0 | FALSE | 0 | FALSE | 0 | FALSE | 0 | FALSE | 0 | FALSE | 0 | FALSE | 0 | FALSE | 0 | FALSE | 0 | FALSE | 0 | FALSE | 0 | FALSE | 0 | FALSE | 0 | FALSE | 0 | FALSE | 0 | FALSE | 0 | FALSE | 0
50 |  | 0 | 2457 | FALSE |  | FALSE |  | FALSE |  | FALSE |  | FALSE |  | FALSE |  | FALSE |  | FALSE |  | FALSE |  | FALSE |  | FALSE |  | FALSE |  | FALSE |  | FALSE |  | FALSE |  | FALSE | 0 | FALSE | 0 | FALSE | 0 | FALSE | 0 | FALSE | 0 | FALSE | 0 | FALSE | 0 | FALSE | 0 | FALSE | 0 | FALSE | 0 | FALSE | 0 | FALSE | 0 | FALSE | 0 | FALSE | 0 | FALSE | 0 | TRUE | 1400 | FALSE | 0 | FALSE | 0 | FALSE | 0 | FALSE | 0 | FALSE | 0 | FALSE | 0 | FALSE | 0 | FALSE | 0 | FALSE | 0 | FALSE | 0 | FALSE | 0 | FALSE | 0 | FALSE | 0 | FALSE | 0 | FALSE | 0 | FALSE | 0 | FALSE | 0 | FALSE | 0 | FALSE | 0 | FALSE | 0
50 |  | 0 | 2456 | FALSE |  | FALSE |  | FALSE |  | FALSE |  | FALSE |  | FALSE |  | FALSE |  | FALSE |  | FALSE |  | FALSE |  | FALSE |  | FALSE |  | FALSE |  | FALSE |  | FALSE |  | FALSE | 0 | FALSE | 0 | FALSE | 0 | FALSE | 0 | FALSE | 0 | FALSE | 0 | FALSE | 0 | FALSE | 0 | FALSE | 0 | FALSE | 0 | FALSE | 0 | FALSE | 0 | FALSE | 0 | FALSE | 0 | FALSE | 0 | TRUE | 1400 | FALSE | 0 | FALSE | 0 | FALSE | 0 | FALSE | 0 | FALSE | 0 | FALSE | 0 | FALSE | 0 | FALSE | 0 | FALSE | 0 | FALSE | 0 | FALSE | 0 | FALSE | 0 | FALSE | 0 | FALSE | 0 | FALSE | 0 | FALSE | 0 | FALSE | 0 | FALSE | 0 | FALSE | 0 | FALSE | 0
50 |  | 0 | 2455 | FALSE |  | FALSE |  | FALSE |  | FALSE |  | FALSE |  | FALSE |  | FALSE |  | FALSE |  | FALSE |  | FALSE |  | FALSE |  | FALSE |  | FALSE |  | FALSE |  | FALSE |  | FALSE | 0 | FALSE | 0 | FALSE | 0 | FALSE | 0 | FALSE | 0 | FALSE | 0 | FALSE | 0 | FALSE | 0 | FALSE | 0 | FALSE | 0 | FALSE | 0 | FALSE | 0 | FALSE | 0 | FALSE | 0 | FALSE | 0 | TRUE | 1400 | FALSE | 0 | FALSE | 0 | FALSE | 0 | FALSE | 0 | FALSE | 0 | FALSE | 0 | FALSE | 0 | FALSE | 0 | FALSE | 0 | FALSE | 0 | FALSE | 0 | FALSE | 0 | FALSE | 0 | FALSE | 0 | FALSE | 0 | FALSE | 0 | FALSE | 0 | FALSE | 0 | FALSE | 0 | FALSE | 0
50 |  | 0 | 2454 | FALSE |  | FALSE |  | FALSE |  | FALSE |  | FALSE |  | FALSE |  | FALSE |  | FALSE |  | FALSE |  | FALSE |  | FALSE |  | FALSE |  | FALSE |  | FALSE |  | FALSE |  | FALSE | 0 | FALSE | 0 | FALSE | 0 | FALSE | 0 | FALSE | 0 | FALSE | 0 | FALSE | 0 | FALSE | 0 | FALSE | 0 | FALSE | 0 | FALSE | 0 | FALSE | 0 | FALSE | 0 | FALSE | 0 | FALSE | 0 | TRUE | 1400 | FALSE | 0 | FALSE | 0 | FALSE | 0 | FALSE | 0 | FALSE | 0 | FALSE | 0 | FALSE | 0 | FALSE | 0 | FALSE | 0 | FALSE | 0 | FALSE | 0 | FALSE | 0 | FALSE | 0 | FALSE | 0 | FALSE | 0 | FALSE | 0 | FALSE | 0 | FALSE | 0 | FALSE | 0 | FALSE | 0
50 |  | 0 | 2453 | FALSE |  | FALSE |  | FALSE |  | FALSE |  | FALSE |  | FALSE |  | FALSE |  | FALSE |  | FALSE |  | FALSE |  | FALSE |  | FALSE |  | FALSE |  | FALSE |  | FALSE |  | FALSE | 0 | FALSE | 0 | FALSE | 0 | FALSE | 0 | FALSE | 0 | FALSE | 0 | FALSE | 0 | FALSE | 0 | FALSE | 0 | FALSE | 0 | FALSE | 0 | FALSE | 0 | FALSE | 0 | FALSE | 0 | FALSE | 0 | TRUE | 1400 | FALSE | 0 | FALSE | 0 | FALSE | 0 | FALSE | 0 | FALSE | 0 | FALSE | 0 | FALSE | 0 | FALSE | 0 | FALSE | 0 | FALSE | 0 | FALSE | 0 | FALSE | 0 | FALSE | 0 | FALSE | 0 | FALSE | 0 | FALSE | 0 | FALSE | 0 | FALSE | 0 | FALSE | 0 | FALSE | 0
50 |  | 0 | 2452 | FALSE |  | FALSE |  | FALSE |  | FALSE |  | FALSE |  | FALSE |  | FALSE |  | FALSE |  | FALSE |  | FALSE |  | FALSE |  | FALSE |  | FALSE |  | FALSE |  | FALSE |  | FALSE | 0 | FALSE | 0 | FALSE | 0 | FALSE | 0 | FALSE | 0 | FALSE | 0 | FALSE | 0 | FALSE | 0 | FALSE | 0 | FALSE | 0 | FALSE | 0 | FALSE | 0 | FALSE | 0 | FALSE | 0 | FALSE | 0 | TRUE | 1400 | FALSE | 0 | FALSE | 0 | FALSE | 0 | FALSE | 0 | FALSE | 0 | FALSE | 0 | FALSE | 0 | FALSE | 0 | FALSE | 0 | FALSE | 0 | FALSE | 0 | FALSE | 0 | FALSE | 0 | FALSE | 0 | FALSE | 0 | FALSE | 0 | FALSE | 0 | FALSE | 0 | FALSE | 0 | FALSE | 0
50 |  | 0 | 2451 | FALSE |  | FALSE |  | FALSE |  | FALSE |  | FALSE |  | FALSE |  | FALSE |  | FALSE |  | FALSE |  | FALSE |  | FALSE |  | FALSE |  | FALSE |  | FALSE |  | FALSE |  | FALSE | 0 | FALSE | 0 | FALSE | 0 | FALSE | 0 | FALSE | 0 | FALSE | 0 | FALSE | 0 | FALSE | 0 | FALSE | 0 | FALSE | 0 | FALSE | 0 | FALSE | 0 | FALSE | 0 | FALSE | 0 | FALSE | 0 | TRUE | 1400 | FALSE | 0 | FALSE | 0 | FALSE | 0 | FALSE | 0 | FALSE | 0 | FALSE | 0 | FALSE | 0 | FALSE | 0 | FALSE | 0 | FALSE | 0 | FALSE | 0 | FALSE | 0 | FALSE | 0 | FALSE | 0 | FALSE | 0 | FALSE | 0 | FALSE | 0 | FALSE | 0 | FALSE | 0 | FALSE | 0
50 |  | 0 | 2450 | FALSE |  | FALSE |  | FALSE |  | FALSE |  | FALSE |  | FALSE |  | FALSE |  | FALSE |  | FALSE |  | FALSE |  | FALSE |  | FALSE |  | FALSE |  | FALSE |  | FALSE |  | FALSE | 0 | FALSE | 0 | FALSE | 0 | FALSE | 0 | FALSE | 0 | FALSE | 0 | FALSE | 0 | FALSE | 0 | FALSE | 0 | FALSE | 0 | FALSE | 0 | FALSE | 0 | FALSE | 0 | FALSE | 0 | FALSE | 0 | TRUE | 1400 | FALSE | 0 | FALSE | 0 | FALSE | 0 | FALSE | 0 | FALSE | 0 | FALSE | 0 | FALSE | 0 | FALSE | 0 | FALSE | 0 | FALSE | 0 | FALSE | 0 | FALSE | 0 | FALSE | 0 | FALSE | 0 | FALSE | 0 | FALSE | 0 | FALSE | 0 | FALSE | 0 | FALSE | 0 | FALSE | 0
50 |  | 0 | 2449 | FALSE |  | FALSE |  | FALSE |  | FALSE |  | FALSE |  | FALSE |  | FALSE |  | FALSE |  | FALSE |  | FALSE |  | FALSE |  | FALSE |  | FALSE |  | FALSE |  | FALSE |  | FALSE | 0 | FALSE | 0 | FALSE | 0 | FALSE | 0 | FALSE | 0 | FALSE | 0 | FALSE | 0 | FALSE | 0 | FALSE | 0 | FALSE | 0 | FALSE | 0 | FALSE | 0 | FALSE | 0 | FALSE | 0 | FALSE | 0 | TRUE | 1400 | FALSE | 0 | FALSE | 0 | FALSE | 0 | FALSE | 0 | FALSE | 0 | FALSE | 0 | FALSE | 0 | FALSE | 0 | FALSE | 0 | FALSE | 0 | FALSE | 0 | FALSE | 0 | FALSE | 0 | FALSE | 0 | FALSE | 0 | FALSE | 0 | FALSE | 0 | FALSE | 0 | FALSE | 0 | FALSE | 0
50 |  | 0 | 2448 | FALSE |  | FALSE |  | FALSE |  | FALSE |  | FALSE |  | FALSE |  | FALSE |  | FALSE |  | FALSE |  | FALSE |  | FALSE |  | FALSE |  | FALSE |  | FALSE |  | FALSE |  | FALSE | 0 | FALSE | 0 | FALSE | 0 | FALSE | 0 | FALSE | 0 | FALSE | 0 | FALSE | 0 | FALSE | 0 | FALSE | 0 | FALSE | 0 | FALSE | 0 | FALSE | 0 | FALSE | 0 | FALSE | 0 | FALSE | 0 | TRUE | 1400 | FALSE | 0 | FALSE | 0 | FALSE | 0 | FALSE | 0 | FALSE | 0 | FALSE | 0 | FALSE | 0 | FALSE | 0 | FALSE | 0 | FALSE | 0 | FALSE | 0 | FALSE | 0 | FALSE | 0 | FALSE | 0 | FALSE | 0 | FALSE | 0 | FALSE | 0 | FALSE | 0 | FALSE | 0 | FALSE | 0
50 |  | 0 | 2447 | FALSE |  | FALSE |  | FALSE |  | FALSE |  | FALSE |  | FALSE |  | FALSE |  | FALSE |  | FALSE |  | FALSE |  | FALSE |  | FALSE |  | FALSE |  | FALSE |  | FALSE |  | FALSE | 0 | FALSE | 0 | FALSE | 0 | FALSE | 0 | FALSE | 0 | FALSE | 0 | FALSE | 0 | FALSE | 0 | FALSE | 0 | FALSE | 0 | FALSE | 0 | FALSE | 0 | FALSE | 0 | FALSE | 0 | FALSE | 0 | TRUE | 1400 | FALSE | 0 | FALSE | 0 | FALSE | 0 | FALSE | 0 | FALSE | 0 | FALSE | 0 | FALSE | 0 | FALSE | 0 | FALSE | 0 | FALSE | 0 | FALSE | 0 | FALSE | 0 | FALSE | 0 | FALSE | 0 | FALSE | 0 | FALSE | 0 | FALSE | 0 | FALSE | 0 | FALSE | 0 | FALSE | 0
50 |  | 0 | 2446 | FALSE |  | FALSE |  | FALSE |  | FALSE |  | FALSE |  | FALSE |  | FALSE |  | FALSE |  | FALSE |  | FALSE |  | FALSE |  | FALSE |  | FALSE |  | FALSE |  | FALSE |  | FALSE | 0 | FALSE | 0 | FALSE | 0 | FALSE | 0 | FALSE | 0 | FALSE | 0 | FALSE | 0 | FALSE | 0 | FALSE | 0 | FALSE | 0 | FALSE | 0 | FALSE | 0 | FALSE | 0 | FALSE | 0 | FALSE | 0 | TRUE | 1400 | FALSE | 0 | FALSE | 0 | FALSE | 0 | FALSE | 0 | FALSE | 0 | FALSE | 0 | FALSE | 0 | FALSE | 0 | FALSE | 0 | FALSE | 0 | FALSE | 0 | FALSE | 0 | FALSE | 0 | FALSE | 0 | FALSE | 0 | FALSE | 0 | FALSE | 0 | FALSE | 0 | FALSE | 0 | FALSE | 0
50 |  | 0 | 2445 | FALSE |  | FALSE |  | FALSE |  | FALSE |  | FALSE |  | FALSE |  | FALSE |  | FALSE |  | FALSE |  | FALSE |  | FALSE |  | FALSE |  | FALSE |  | FALSE |  | FALSE |  | FALSE | 0 | FALSE | 0 | FALSE | 0 | FALSE | 0 | FALSE | 0 | FALSE | 0 | FALSE | 0 | FALSE | 0 | FALSE | 0 | FALSE | 0 | FALSE | 0 | FALSE | 0 | FALSE | 0 | FALSE | 0 | FALSE | 0 | TRUE | 1400 | FALSE | 0 | FALSE | 0 | FALSE | 0 | FALSE | 0 | FALSE | 0 | FALSE | 0 | FALSE | 0 | FALSE | 0 | FALSE | 0 | FALSE | 0 | FALSE | 0 | FALSE | 0 | FALSE | 0 | FALSE | 0 | FALSE | 0 | FALSE | 0 | FALSE | 0 | FALSE | 0 | FALSE | 0 | FALSE | 0
50 |  | 0 | 2444 | FALSE |  | FALSE |  | FALSE |  | FALSE |  | FALSE |  | FALSE |  | FALSE |  | FALSE |  | FALSE |  | FALSE |  | FALSE |  | FALSE |  | FALSE |  | FALSE |  | FALSE |  | FALSE | 0 | FALSE | 0 | FALSE | 0 | FALSE | 0 | FALSE | 0 | FALSE | 0 | FALSE | 0 | FALSE | 0 | FALSE | 0 | FALSE | 0 | FALSE | 0 | FALSE | 0 | FALSE | 0 | FALSE | 0 | FALSE | 0 | TRUE | 1400 | FALSE | 0 | FALSE | 0 | FALSE | 0 | FALSE | 0 | FALSE | 0 | FALSE | 0 | FALSE | 0 | FALSE | 0 | FALSE | 0 | FALSE | 0 | FALSE | 0 | FALSE | 0 | FALSE | 0 | FALSE | 0 | FALSE | 0 | FALSE | 0 | FALSE | 0 | FALSE | 0 | FALSE | 0 | FALSE | 0
50 |  | 0 | 2443 | FALSE |  | FALSE |  | FALSE |  | FALSE |  | FALSE |  | FALSE |  | FALSE |  | FALSE |  | FALSE |  | FALSE |  | FALSE |  | FALSE |  | FALSE |  | FALSE |  | FALSE |  | FALSE | 0 | FALSE | 0 | FALSE | 0 | FALSE | 0 | FALSE | 0 | FALSE | 0 | FALSE | 0 | FALSE | 0 | FALSE | 0 | FALSE | 0 | FALSE | 0 | FALSE | 0 | FALSE | 0 | FALSE | 0 | FALSE | 0 | TRUE | 1400 | FALSE | 0 | FALSE | 0 | FALSE | 0 | FALSE | 0 | FALSE | 0 | FALSE | 0 | FALSE | 0 | FALSE | 0 | FALSE | 0 | FALSE | 0 | FALSE | 0 | FALSE | 0 | FALSE | 0 | FALSE | 0 | FALSE | 0 | FALSE | 0 | FALSE | 0 | FALSE | 0 | FALSE | 0 | FALSE | 0
50 |  | 0 | 2442 | FALSE |  | FALSE |  | FALSE |  | FALSE |  | FALSE |  | FALSE |  | FALSE |  | FALSE |  | FALSE |  | FALSE |  | FALSE |  | FALSE |  | FALSE |  | FALSE |  | FALSE | 0 | FALSE | 0 | FALSE | 0 | FALSE | 0 | FALSE | 0 | FALSE | 0 | FALSE | 0 | FALSE | 0 | FALSE | 0 | FALSE | 0 | FALSE | 0 | FALSE | 0 | FALSE | 0 | FALSE | 0 | FALSE | 0 | FALSE | 0 | TRUE | 1400 | FALSE | 0 | FALSE | 0 | FALSE | 0 | FALSE | 0 | FALSE | 0 | FALSE | 0 | FALSE | 0 | FALSE | 0 | FALSE | 0 | FALSE | 0 | FALSE | 0 | FALSE | 0 | FALSE | 0 | FALSE | 0 | FALSE | 0 | FALSE | 0 | FALSE | 0 | FALSE | 0 | FALSE | 0 | FALSE | 0
50 |  | 0 | 2441 | FALSE |  | FALSE |  | FALSE |  | FALSE |  | FALSE |  | FALSE |  | FALSE |  | FALSE |  | FALSE |  | FALSE |  | FALSE |  | FALSE |  | FALSE |  | FALSE |  | FALSE | 0 | FALSE | 0 | FALSE | 0 | FALSE | 0 | FALSE | 0 | FALSE | 0 | FALSE | 0 | FALSE | 0 | FALSE | 0 | FALSE | 0 | FALSE | 0 | FALSE | 0 | FALSE | 0 | FALSE | 0 | FALSE | 0 | FALSE | 0 | TRUE | 1400 | FALSE | 0 | FALSE | 0 | FALSE | 0 | FALSE | 0 | FALSE | 0 | FALSE | 0 | FALSE | 0 | FALSE | 0 | FALSE | 0 | FALSE | 0 | FALSE | 0 | FALSE | 0 | FALSE | 0 | FALSE | 0 | FALSE | 0 | FALSE | 0 | FALSE | 0 | FALSE | 0 | FALSE | 0 | FALSE | 0
50 |  | 0 | 2440 | FALSE |  | FALSE |  | FALSE |  | FALSE |  | FALSE |  | FALSE |  | FALSE |  | FALSE |  | FALSE |  | FALSE |  | FALSE |  | FALSE |  | FALSE |  | FALSE |  | FALSE | 0 | FALSE | 0 | FALSE | 0 | FALSE | 0 | FALSE | 0 | FALSE | 0 | FALSE | 0 | FALSE | 0 | FALSE | 0 | FALSE | 0 | FALSE | 0 | FALSE | 0 | FALSE | 0 | FALSE | 0 | FALSE | 0 | FALSE | 0 | TRUE | 1400 | FALSE | 0 | FALSE | 0 | FALSE | 0 | FALSE | 0 | FALSE | 0 | FALSE | 0 | FALSE | 0 | FALSE | 0 | FALSE | 0 | FALSE | 0 | FALSE | 0 | FALSE | 0 | FALSE | 0 | FALSE | 0 | FALSE | 0 | FALSE | 0 | FALSE | 0 | FALSE | 0 | FALSE | 0 | FALSE | 0
50 |  | 0 | 2439 | FALSE |  | FALSE |  | FALSE |  | FALSE |  | FALSE |  | FALSE |  | FALSE |  | FALSE |  | FALSE |  | FALSE |  | FALSE |  | FALSE |  | FALSE |  | FALSE |  | FALSE | 0 | FALSE | 0 | FALSE | 0 | FALSE | 0 | FALSE | 0 | FALSE | 0 | FALSE | 0 | FALSE | 0 | FALSE | 0 | FALSE | 0 | FALSE | 0 | FALSE | 0 | FALSE | 0 | FALSE | 0 | FALSE | 0 | FALSE | 0 | TRUE | 1400 | FALSE | 0 | FALSE | 0 | FALSE | 0 | FALSE | 0 | FALSE | 0 | FALSE | 0 | FALSE | 0 | FALSE | 0 | FALSE | 0 | FALSE | 0 | FALSE | 0 | FALSE | 0 | FALSE | 0 | FALSE | 0 | FALSE | 0 | FALSE | 0 | FALSE | 0 | FALSE | 0 | FALSE | 0 | FALSE | 0
50 |  | 0 | 2438 | FALSE |  | FALSE |  | FALSE |  | FALSE |  | FALSE |  | FALSE |  | FALSE |  | FALSE |  | FALSE |  | FALSE |  | FALSE |  | FALSE |  | FALSE |  | FALSE |  | FALSE | 0 | FALSE | 0 | FALSE | 0 | FALSE | 0 | FALSE | 0 | FALSE | 0 | FALSE | 0 | FALSE | 0 | FALSE | 0 | FALSE | 0 | FALSE | 0 | FALSE | 0 | FALSE | 0 | FALSE | 0 | FALSE | 0 | FALSE | 0 | TRUE | 1400 | FALSE | 0 | FALSE | 0 | FALSE | 0 | FALSE | 0 | FALSE | 0 | FALSE | 0 | FALSE | 0 | FALSE | 0 | FALSE | 0 | FALSE | 0 | FALSE | 0 | FALSE | 0 | FALSE | 0 | FALSE | 0 | FALSE | 0 | FALSE | 0 | FALSE | 0 | FALSE | 0 | FALSE | 0 | FALSE | 0
50 |  | 0 | 2437 | FALSE |  | FALSE |  | FALSE |  | FALSE |  | FALSE |  | FALSE |  | FALSE |  | FALSE |  | FALSE |  | FALSE |  | FALSE |  | FALSE |  | FALSE |  | FALSE |  | FALSE | 0 | FALSE | 0 | FALSE | 0 | FALSE | 0 | FALSE | 0 | FALSE | 0 | FALSE | 0 | FALSE | 0 | FALSE | 0 | FALSE | 0 | FALSE | 0 | FALSE | 0 | FALSE | 0 | FALSE | 0 | FALSE | 0 | FALSE | 0 | TRUE | 1400 | FALSE | 0 | FALSE | 0 | FALSE | 0 | FALSE | 0 | FALSE | 0 | FALSE | 0 | FALSE | 0 | FALSE | 0 | FALSE | 0 | FALSE | 0 | FALSE | 0 | FALSE | 0 | FALSE | 0 | FALSE | 0 | FALSE | 0 | FALSE | 0 | FALSE | 0 | FALSE | 0 | FALSE | 0 | FALSE | 0
50 |  | 0 | 2436 | FALSE |  | FALSE |  | FALSE |  | FALSE |  | FALSE |  | FALSE |  | FALSE |  | FALSE |  | FALSE |  | FALSE |  | FALSE |  | FALSE |  | FALSE |  | FALSE |  | FALSE | 0 | FALSE | 0 | FALSE | 0 | FALSE | 0 | FALSE | 0 | FALSE | 0 | FALSE | 0 | FALSE | 0 | FALSE | 0 | FALSE | 0 | FALSE | 0 | FALSE | 0 | FALSE | 0 | FALSE | 0 | FALSE | 0 | FALSE | 0 | TRUE | 1400 | FALSE | 0 | FALSE | 0 | FALSE | 0 | FALSE | 0 | FALSE | 0 | FALSE | 0 | FALSE | 0 | FALSE | 0 | FALSE | 0 | FALSE | 0 | FALSE | 0 | FALSE | 0 | FALSE | 0 | FALSE | 0 | FALSE | 0 | FALSE | 0 | FALSE | 0 | FALSE | 0 | FALSE | 0 | FALSE | 0
50 |  | 0 | 2435 | FALSE |  | FALSE |  | FALSE |  | FALSE |  | FALSE |  | FALSE |  | FALSE |  | FALSE |  | FALSE |  | FALSE |  | FALSE |  | FALSE |  | FALSE |  | FALSE |  | FALSE | 0 | FALSE | 0 | FALSE | 0 | FALSE | 0 | FALSE | 0 | FALSE | 0 | FALSE | 0 | FALSE | 0 | FALSE | 0 | FALSE | 0 | FALSE | 0 | FALSE | 0 | FALSE | 0 | FALSE | 0 | FALSE | 0 | FALSE | 0 | TRUE | 1400 | FALSE | 0 | FALSE | 0 | FALSE | 0 | FALSE | 0 | FALSE | 0 | FALSE | 0 | FALSE | 0 | FALSE | 0 | FALSE | 0 | FALSE | 0 | FALSE | 0 | FALSE | 0 | FALSE | 0 | FALSE | 0 | FALSE | 0 | FALSE | 0 | FALSE | 0 | FALSE | 0 | FALSE | 0 | FALSE | 0
50 |  | 0 | 2434 | FALSE |  | FALSE |  | FALSE |  | FALSE |  | FALSE |  | FALSE |  | FALSE |  | FALSE |  | FALSE |  | FALSE |  | FALSE |  | FALSE |  | FALSE |  | FALSE |  | FALSE | 0 | FALSE | 0 | FALSE | 0 | FALSE | 0 | FALSE | 0 | FALSE | 0 | FALSE | 0 | FALSE | 0 | FALSE | 0 | FALSE | 0 | FALSE | 0 | FALSE | 0 | FALSE | 0 | FALSE | 0 | FALSE | 0 | FALSE | 0 | TRUE | 1400 | FALSE | 0 | FALSE | 0 | FALSE | 0 | FALSE | 0 | FALSE | 0 | FALSE | 0 | FALSE | 0 | FALSE | 0 | FALSE | 0 | FALSE | 0 | FALSE | 0 | FALSE | 0 | FALSE | 0 | FALSE | 0 | FALSE | 0 | FALSE | 0 | FALSE | 0 | FALSE | 0 | FALSE | 0 | FALSE | 0
50 |  | 0 | 2433 | FALSE |  | FALSE |  | FALSE |  | FALSE |  | FALSE |  | FALSE |  | FALSE |  | FALSE |  | FALSE |  | FALSE |  | FALSE |  | FALSE |  | FALSE |  | FALSE |  | FALSE | 0 | FALSE | 0 | FALSE | 0 | FALSE | 0 | FALSE | 0 | FALSE | 0 | FALSE | 0 | FALSE | 0 | FALSE | 0 | FALSE | 0 | FALSE | 0 | FALSE | 0 | FALSE | 0 | FALSE | 0 | FALSE | 0 | FALSE | 0 | TRUE | 1400 | FALSE | 0 | FALSE | 0 | FALSE | 0 | FALSE | 0 | FALSE | 0 | FALSE | 0 | FALSE | 0 | FALSE | 0 | FALSE | 0 | FALSE | 0 | FALSE | 0 | FALSE | 0 | FALSE | 0 | FALSE | 0 | FALSE | 0 | FALSE | 0 | FALSE | 0 | FALSE | 0 | FALSE | 0 | FALSE | 0
50 |  | 0 | 2432 | FALSE |  | FALSE |  | FALSE |  | FALSE |  | FALSE |  | FALSE |  | FALSE |  | FALSE |  | FALSE |  | FALSE |  | FALSE |  | FALSE |  | FALSE |  | FALSE |  | FALSE | 0 | FALSE | 0 | FALSE | 0 | FALSE | 0 | FALSE | 0 | FALSE | 0 | FALSE | 0 | FALSE | 0 | FALSE | 0 | FALSE | 0 | FALSE | 0 | FALSE | 0 | FALSE | 0 | FALSE | 0 | FALSE | 0 | FALSE | 0 | TRUE | 1400 | FALSE | 0 | FALSE | 0 | FALSE | 0 | FALSE | 0 | FALSE | 0 | FALSE | 0 | FALSE | 0 | FALSE | 0 | FALSE | 0 | FALSE | 0 | FALSE | 0 | FALSE | 0 | FALSE | 0 | FALSE | 0 | FALSE | 0 | FALSE | 0 | FALSE | 0 | FALSE | 0 | FALSE | 0 | FALSE | 0
50 |  | 0 | 2431 | FALSE |  | FALSE |  | FALSE |  | FALSE |  | FALSE |  | FALSE |  | FALSE |  | FALSE |  | FALSE |  | FALSE |  | FALSE |  | FALSE |  | FALSE |  | FALSE |  | FALSE | 0 | FALSE | 0 | FALSE | 0 | FALSE | 0 | FALSE | 0 | FALSE | 0 | FALSE | 0 | FALSE | 0 | FALSE | 0 | FALSE | 0 | FALSE | 0 | FALSE | 0 | FALSE | 0 | FALSE | 0 | FALSE | 0 | FALSE | 0 | TRUE | 1400 | FALSE | 0 | FALSE | 0 | FALSE | 0 | FALSE | 0 | FALSE | 0 | FALSE | 0 | FALSE | 0 | FALSE | 0 | FALSE | 0 | FALSE | 0 | FALSE | 0 | FALSE | 0 | FALSE | 0 | FALSE | 0 | FALSE | 0 | FALSE | 0 | FALSE | 0 | FALSE | 0 | FALSE | 0 | FALSE | 0
50 |  | 0 | 2430 | FALSE |  | FALSE |  | FALSE |  | FALSE |  | FALSE |  | FALSE |  | FALSE |  | FALSE |  | FALSE |  | FALSE |  | FALSE |  | FALSE |  | FALSE |  | FALSE |  | FALSE | 0 | FALSE | 0 | FALSE | 0 | FALSE | 0 | FALSE | 0 | FALSE | 0 | FALSE | 0 | FALSE | 0 | FALSE | 0 | FALSE | 0 | FALSE | 0 | FALSE | 0 | FALSE | 0 | FALSE | 0 | FALSE | 0 | FALSE | 0 | TRUE | 1400 | FALSE | 0 | FALSE | 0 | FALSE | 0 | FALSE | 0 | FALSE | 0 | FALSE | 0 | FALSE | 0 | FALSE | 0 | FALSE | 0 | FALSE | 0 | FALSE | 0 | FALSE | 0 | FALSE | 0 | FALSE | 0 | FALSE | 0 | FALSE | 0 | FALSE | 0 | FALSE | 0 | FALSE | 0 | FALSE | 0
50 |  | 0 | 2429 | FALSE |  | FALSE |  | FALSE |  | FALSE |  | FALSE |  | FALSE |  | FALSE |  | FALSE |  | FALSE |  | FALSE |  | FALSE |  | FALSE |  | FALSE |  | FALSE |  | FALSE | 0 | FALSE | 0 | FALSE | 0 | FALSE | 0 | FALSE | 0 | FALSE | 0 | FALSE | 0 | FALSE | 0 | FALSE | 0 | FALSE | 0 | FALSE | 0 | FALSE | 0 | FALSE | 0 | FALSE | 0 | FALSE | 0 | FALSE | 0 | TRUE | 1400 | FALSE | 0 | FALSE | 0 | FALSE | 0 | FALSE | 0 | FALSE | 0 | FALSE | 0 | FALSE | 0 | FALSE | 0 | FALSE | 0 | FALSE | 0 | FALSE | 0 | FALSE | 0 | FALSE | 0 | FALSE | 0 | FALSE | 0 | FALSE | 0 | FALSE | 0 | FALSE | 0 | FALSE | 0 | FALSE | 0
50 |  | 0 | 2428 | FALSE |  | FALSE |  | FALSE |  | FALSE |  | FALSE |  | FALSE |  | FALSE |  | FALSE |  | FALSE |  | FALSE |  | FALSE |  | FALSE |  | FALSE |  | FALSE |  | FALSE | 0 | FALSE | 0 | FALSE | 0 | FALSE | 0 | FALSE | 0 | FALSE | 0 | FALSE | 0 | FALSE | 0 | FALSE | 0 | FALSE | 0 | FALSE | 0 | FALSE | 0 | FALSE | 0 | FALSE | 0 | FALSE | 0 | FALSE | 0 | TRUE | 1400 | FALSE | 0 | FALSE | 0 | FALSE | 0 | FALSE | 0 | FALSE | 0 | FALSE | 0 | FALSE | 0 | FALSE | 0 | FALSE | 0 | FALSE | 0 | FALSE | 0 | FALSE | 0 | FALSE | 0 | FALSE | 0 | FALSE | 0 | FALSE | 0 | FALSE | 0 | FALSE | 0 | FALSE | 0 | FALSE | 0
50 |  | 0 | 2427 | FALSE |  | FALSE |  | FALSE |  | FALSE |  | FALSE |  | FALSE |  | FALSE |  | FALSE |  | FALSE |  | FALSE |  | FALSE |  | FALSE |  | FALSE |  | FALSE |  | FALSE | 0 | FALSE | 0 | FALSE | 0 | FALSE | 0 | FALSE | 0 | FALSE | 0 | FALSE | 0 | FALSE | 0 | FALSE | 0 | FALSE | 0 | FALSE | 0 | FALSE | 0 | FALSE | 0 | FALSE | 0 | FALSE | 0 | FALSE | 0 | TRUE | 1400 | FALSE | 0 | FALSE | 0 | FALSE | 0 | FALSE | 0 | FALSE | 0 | FALSE | 0 | FALSE | 0 | FALSE | 0 | FALSE | 0 | FALSE | 0 | FALSE | 0 | FALSE | 0 | FALSE | 0 | FALSE | 0 | FALSE | 0 | FALSE | 0 | FALSE | 0 | FALSE | 0 | FALSE | 0 | FALSE | 0
50 |  | 0 | 2426 | FALSE |  | FALSE |  | FALSE |  | FALSE |  | FALSE |  | FALSE |  | FALSE |  | FALSE |  | FALSE |  | FALSE |  | FALSE |  | FALSE |  | FALSE |  | FALSE |  | FALSE | 0 | FALSE | 0 | FALSE | 0 | FALSE | 0 | FALSE | 0 | FALSE | 0 | FALSE | 0 | FALSE | 0 | FALSE | 0 | FALSE | 0 | FALSE | 0 | FALSE | 0 | FALSE | 0 | FALSE | 0 | FALSE | 0 | FALSE | 0 | TRUE | 1400 | FALSE | 0 | FALSE | 0 | FALSE | 0 | FALSE | 0 | FALSE | 0 | FALSE | 0 | FALSE | 0 | FALSE | 0 | FALSE | 0 | FALSE | 0 | FALSE | 0 | FALSE | 0 | FALSE | 0 | FALSE | 0 | FALSE | 0 | FALSE | 0 | FALSE | 0 | FALSE | 0 | FALSE | 0 | FALSE | 0
50 |  | 0 | 2425 | FALSE |  | FALSE |  | FALSE |  | FALSE |  | FALSE |  | FALSE |  | FALSE |  | FALSE |  | FALSE |  | FALSE |  | FALSE |  | FALSE |  | FALSE |  | FALSE |  | FALSE | 0 | FALSE | 0 | FALSE | 0 | FALSE | 0 | FALSE | 0 | FALSE | 0 | FALSE | 0 | FALSE | 0 | FALSE | 0 | FALSE | 0 | FALSE | 0 | FALSE | 0 | FALSE | 0 | FALSE | 0 | FALSE | 0 | FALSE | 0 | TRUE | 1400 | FALSE | 0 | FALSE | 0 | FALSE | 0 | FALSE | 0 | FALSE | 0 | FALSE | 0 | FALSE | 0 | FALSE | 0 | FALSE | 0 | FALSE | 0 | FALSE | 0 | FALSE | 0 | FALSE | 0 | FALSE | 0 | FALSE | 0 | FALSE | 0 | FALSE | 0 | FALSE | 0 | FALSE | 0 | FALSE | 0
50 |  | 0 | 2424 | FALSE |  | FALSE |  | FALSE |  | FALSE |  | FALSE |  | FALSE |  | FALSE |  | FALSE |  | FALSE |  | FALSE |  | FALSE |  | FALSE |  | FALSE |  | FALSE |  | FALSE | 0 | FALSE | 0 | FALSE | 0 | FALSE | 0 | FALSE | 0 | FALSE | 0 | FALSE | 0 | FALSE | 0 | FALSE | 0 | FALSE | 0 | FALSE | 0 | FALSE | 0 | FALSE | 0 | FALSE | 0 | FALSE | 0 | FALSE | 0 | TRUE | 1400 | FALSE | 0 | FALSE | 0 | FALSE | 0 | FALSE | 0 | FALSE | 0 | FALSE | 0 | FALSE | 0 | FALSE | 0 | FALSE | 0 | FALSE | 0 | FALSE | 0 | FALSE | 0 | FALSE | 0 | FALSE | 0 | FALSE | 0 | FALSE | 0 | FALSE | 0 | FALSE | 0 | FALSE | 0 | FALSE | 0
50 |  | 0 | 2423 | FALSE |  | FALSE |  | FALSE |  | FALSE |  | FALSE |  | FALSE |  | FALSE |  | FALSE |  | FALSE |  | FALSE |  | FALSE |  | FALSE |  | FALSE |  | FALSE |  | FALSE | 0 | FALSE | 0 | FALSE | 0 | FALSE | 0 | FALSE | 0 | FALSE | 0 | FALSE | 0 | FALSE | 0 | FALSE | 0 | FALSE | 0 | FALSE | 0 | FALSE | 0 | FALSE | 0 | FALSE | 0 | FALSE | 0 | FALSE | 0 | TRUE | 1400 | FALSE | 0 | FALSE | 0 | FALSE | 0 | FALSE | 0 | FALSE | 0 | FALSE | 0 | FALSE | 0 | FALSE | 0 | FALSE | 0 | FALSE | 0 | FALSE | 0 | FALSE | 0 | FALSE | 0 | FALSE | 0 | FALSE | 0 | FALSE | 0 | FALSE | 0 | FALSE | 0 | FALSE | 0 | FALSE | 0
50 |  | 0 | 2422 | FALSE |  | FALSE |  | FALSE |  | FALSE |  | FALSE |  | FALSE |  | FALSE |  | FALSE |  | FALSE |  | FALSE |  | FALSE |  | FALSE |  | FALSE |  | FALSE |  | FALSE | 0 | FALSE | 0 | FALSE | 0 | FALSE | 0 | FALSE | 0 | FALSE | 0 | FALSE | 0 | FALSE | 0 | FALSE | 0 | FALSE | 0 | FALSE | 0 | FALSE | 0 | FALSE | 0 | FALSE | 0 | FALSE | 0 | FALSE | 0 | TRUE | 1400 | FALSE | 0 | FALSE | 0 | FALSE | 0 | FALSE | 0 | FALSE | 0 | FALSE | 0 | FALSE | 0 | FALSE | 0 | FALSE | 0 | FALSE | 0 | FALSE | 0 | FALSE | 0 | FALSE | 0 | FALSE | 0 | FALSE | 0 | FALSE | 0 | FALSE | 0 | FALSE | 0 | FALSE | 0 | FALSE | 0
50 |  | 0 | 2421 | FALSE |  | FALSE |  | FALSE |  | FALSE |  | FALSE |  | FALSE |  | FALSE |  | FALSE |  | FALSE |  | FALSE |  | FALSE |  | FALSE |  | FALSE |  | FALSE |  | FALSE | 0 | FALSE | 0 | FALSE | 0 | FALSE | 0 | FALSE | 0 | FALSE | 0 | FALSE | 0 | FALSE | 0 | FALSE | 0 | FALSE | 0 | FALSE | 0 | FALSE | 0 | FALSE | 0 | FALSE | 0 | FALSE | 0 | FALSE | 0 | TRUE | 1400 | FALSE | 0 | FALSE | 0 | FALSE | 0 | FALSE | 0 | FALSE | 0 | FALSE | 0 | FALSE | 0 | FALSE | 0 | FALSE | 0 | FALSE | 0 | FALSE | 0 | FALSE | 0 | FALSE | 0 | FALSE | 0 | FALSE | 0 | FALSE | 0 | FALSE | 0 | FALSE | 0 | FALSE | 0 | FALSE | 0
50 |  | 0 | 2420 | FALSE |  | FALSE |  | FALSE |  | FALSE |  | FALSE |  | FALSE |  | FALSE |  | FALSE |  | FALSE |  | FALSE |  | FALSE |  | FALSE |  | FALSE |  | FALSE |  | FALSE | 0 | FALSE | 0 | FALSE | 0 | FALSE | 0 | FALSE | 0 | FALSE | 0 | FALSE | 0 | FALSE | 0 | FALSE | 0 | FALSE | 0 | FALSE | 0 | FALSE | 0 | FALSE | 0 | FALSE | 0 | FALSE | 0 | FALSE | 0 | TRUE | 1400 | FALSE | 0 | FALSE | 0 | FALSE | 0 | FALSE | 0 | FALSE | 0 | FALSE | 0 | FALSE | 0 | FALSE | 0 | FALSE | 0 | FALSE | 0 | FALSE | 0 | FALSE | 0 | FALSE | 0 | FALSE | 0 | FALSE | 0 | FALSE | 0 | FALSE | 0 | FALSE | 0 | FALSE | 0 | FALSE | 0
50 |  | 0 | 2419 | FALSE |  | FALSE |  | FALSE |  | FALSE |  | FALSE |  | FALSE |  | FALSE |  | FALSE |  | FALSE |  | FALSE |  | FALSE |  | FALSE |  | FALSE |  | FALSE |  | FALSE | 0 | FALSE | 0 | FALSE | 0 | FALSE | 0 | FALSE | 0 | FALSE | 0 | FALSE | 0 | FALSE | 0 | FALSE | 0 | FALSE | 0 | FALSE | 0 | FALSE | 0 | FALSE | 0 | FALSE | 0 | FALSE | 0 | FALSE | 0 | TRUE | 1400 | FALSE | 0 | FALSE | 0 | FALSE | 0 | FALSE | 0 | FALSE | 0 | FALSE | 0 | FALSE | 0 | FALSE | 0 | FALSE | 0 | FALSE | 0 | FALSE | 0 | FALSE | 0 | FALSE | 0 | FALSE | 0 | FALSE | 0 | FALSE | 0 | FALSE | 0 | FALSE | 0 | FALSE | 0 | FALSE | 0
50 |  | 0 | 2418 | FALSE |  | FALSE |  | FALSE |  | FALSE |  | FALSE |  | FALSE |  | FALSE |  | FALSE |  | FALSE |  | FALSE |  | FALSE |  | FALSE |  | FALSE |  | FALSE |  | FALSE | 0 | FALSE | 0 | FALSE | 0 | FALSE | 0 | FALSE | 0 | FALSE | 0 | FALSE | 0 | FALSE | 0 | FALSE | 0 | FALSE | 0 | FALSE | 0 | FALSE | 0 | FALSE | 0 | FALSE | 0 | FALSE | 0 | FALSE | 0 | TRUE | 1400 | FALSE | 0 | FALSE | 0 | FALSE | 0 | FALSE | 0 | FALSE | 0 | FALSE | 0 | FALSE | 0 | FALSE | 0 | FALSE | 0 | FALSE | 0 | FALSE | 0 | FALSE | 0 | FALSE | 0 | FALSE | 0 | FALSE | 0 | FALSE | 0 | FALSE | 0 | FALSE | 0 | FALSE | 0 | FALSE | 0
50 |  | 0 | 2417 | FALSE |  | FALSE |  | FALSE |  | FALSE |  | FALSE |  | FALSE |  | FALSE |  | FALSE |  | FALSE |  | FALSE |  | FALSE |  | FALSE |  | FALSE |  | FALSE |  | FALSE | 0 | FALSE | 0 | FALSE | 0 | FALSE | 0 | FALSE | 0 | FALSE | 0 | FALSE | 0 | FALSE | 0 | FALSE | 0 | FALSE | 0 | FALSE | 0 | FALSE | 0 | FALSE | 0 | FALSE | 0 | FALSE | 0 | FALSE | 0 | TRUE | 1400 | FALSE | 0 | FALSE | 0 | FALSE | 0 | FALSE | 0 | FALSE | 0 | FALSE | 0 | FALSE | 0 | FALSE | 0 | FALSE | 0 | FALSE | 0 | FALSE | 0 | FALSE | 0 | FALSE | 0 | FALSE | 0 | FALSE | 0 | FALSE | 0 | FALSE | 0 | FALSE | 0 | FALSE | 0 | FALSE | 0
50 |  | 0 | 2416 | FALSE |  | FALSE |  | FALSE |  | FALSE |  | FALSE |  | FALSE |  | FALSE |  | FALSE |  | FALSE |  | FALSE |  | FALSE |  | FALSE |  | FALSE |  | FALSE |  | FALSE | 0 | FALSE | 0 | FALSE | 0 | FALSE | 0 | FALSE | 0 | FALSE | 0 | FALSE | 0 | FALSE | 0 | FALSE | 0 | FALSE | 0 | FALSE | 0 | FALSE | 0 | FALSE | 0 | FALSE | 0 | FALSE | 0 | FALSE | 0 | TRUE | 1400 | FALSE | 0 | FALSE | 0 | FALSE | 0 | FALSE | 0 | FALSE | 0 | FALSE | 0 | FALSE | 0 | FALSE | 0 | FALSE | 0 | FALSE | 0 | FALSE | 0 | FALSE | 0 | FALSE | 0 | FALSE | 0 | FALSE | 0 | FALSE | 0 | FALSE | 0 | FALSE | 0 | FALSE | 0 | FALSE | 0
50 |  | 0 | 2415 | FALSE |  | FALSE |  | FALSE |  | FALSE |  | FALSE |  | FALSE |  | FALSE |  | FALSE |  | FALSE |  | FALSE |  | FALSE |  | FALSE |  | FALSE |  | FALSE |  | FALSE | 0 | FALSE | 0 | FALSE | 0 | FALSE | 0 | FALSE | 0 | FALSE | 0 | FALSE | 0 | FALSE | 0 | FALSE | 0 | FALSE | 0 | FALSE | 0 | FALSE | 0 | FALSE | 0 | FALSE | 0 | FALSE | 0 | FALSE | 0 | TRUE | 1400 | FALSE | 0 | FALSE | 0 | FALSE | 0 | FALSE | 0 | FALSE | 0 | FALSE | 0 | FALSE | 0 | FALSE | 0 | FALSE | 0 | FALSE | 0 | FALSE | 0 | FALSE | 0 | FALSE | 0 | FALSE | 0 | FALSE | 0 | FALSE | 0 | FALSE | 0 | FALSE | 0 | FALSE | 0 | FALSE | 0
50 |  | 0 | 2414 | FALSE |  | FALSE |  | FALSE |  | FALSE |  | FALSE |  | FALSE |  | FALSE |  | FALSE |  | FALSE |  | FALSE |  | FALSE |  | FALSE |  | FALSE |  | FALSE |  | FALSE | 0 | FALSE | 0 | FALSE | 0 | FALSE | 0 | FALSE | 0 | FALSE | 0 | FALSE | 0 | FALSE | 0 | FALSE | 0 | FALSE | 0 | FALSE | 0 | FALSE | 0 | FALSE | 0 | FALSE | 0 | FALSE | 0 | FALSE | 0 | TRUE | 1400 | FALSE | 0 | FALSE | 0 | FALSE | 0 | FALSE | 0 | FALSE | 0 | FALSE | 0 | FALSE | 0 | FALSE | 0 | FALSE | 0 | FALSE | 0 | FALSE | 0 | FALSE | 0 | FALSE | 0 | FALSE | 0 | FALSE | 0 | FALSE | 0 | FALSE | 0 | FALSE | 0 | FALSE | 0 | FALSE | 0
50 |  | 0 | 2413 | FALSE |  | FALSE |  | FALSE |  | FALSE |  | FALSE |  | FALSE |  | FALSE |  | FALSE |  | FALSE |  | FALSE |  | FALSE |  | FALSE |  | FALSE |  | FALSE |  | FALSE | 0 | FALSE | 0 | FALSE | 0 | FALSE | 0 | FALSE | 0 | FALSE | 0 | FALSE | 0 | FALSE | 0 | FALSE | 0 | FALSE | 0 | FALSE | 0 | FALSE | 0 | FALSE | 0 | FALSE | 0 | FALSE | 0 | FALSE | 0 | TRUE | 1400 | FALSE | 0 | FALSE | 0 | FALSE | 0 | FALSE | 0 | FALSE | 0 | FALSE | 0 | FALSE | 0 | FALSE | 0 | FALSE | 0 | FALSE | 0 | FALSE | 0 | FALSE | 0 | FALSE | 0 | FALSE | 0 | FALSE | 0 | FALSE | 0 | FALSE | 0 | FALSE | 0 | FALSE | 0 | FALSE | 0
50 |  | 0 | 2412 | FALSE |  | FALSE |  | FALSE |  | FALSE |  | FALSE |  | FALSE |  | FALSE |  | FALSE |  | FALSE |  | FALSE |  | FALSE |  | FALSE |  | FALSE |  | FALSE |  | FALSE | 0 | FALSE | 0 | FALSE | 0 | FALSE | 0 | FALSE | 0 | FALSE | 0 | FALSE | 0 | FALSE | 0 | FALSE | 0 | FALSE | 0 | FALSE | 0 | FALSE | 0 | FALSE | 0 | FALSE | 0 | FALSE | 0 | FALSE | 0 | TRUE | 1400 | FALSE | 0 | FALSE | 0 | FALSE | 0 | FALSE | 0 | FALSE | 0 | FALSE | 0 | FALSE | 0 | FALSE | 0 | FALSE | 0 | FALSE | 0 | FALSE | 0 | FALSE | 0 | FALSE | 0 | FALSE | 0 | FALSE | 0 | FALSE | 0 | FALSE | 0 | FALSE | 0 | FALSE | 0 | FALSE | 0
50 |  | 0 | 2411 | FALSE |  | FALSE |  | FALSE |  | FALSE |  | FALSE |  | FALSE |  | FALSE |  | FALSE |  | FALSE |  | FALSE |  | FALSE |  | FALSE |  | FALSE |  | FALSE |  | FALSE | 0 | FALSE | 0 | FALSE | 0 | FALSE | 0 | FALSE | 0 | FALSE | 0 | FALSE | 0 | FALSE | 0 | FALSE | 0 | FALSE | 0 | FALSE | 0 | FALSE | 0 | FALSE | 0 | FALSE | 0 | FALSE | 0 | FALSE | 0 | TRUE | 1400 | FALSE | 0 | FALSE | 0 | FALSE | 0 | FALSE | 0 | FALSE | 0 | FALSE | 0 | FALSE | 0 | FALSE | 0 | FALSE | 0 | FALSE | 0 | FALSE | 0 | FALSE | 0 | FALSE | 0 | FALSE | 0 | FALSE | 0 | FALSE | 0 | FALSE | 0 | FALSE | 0 | FALSE | 0 | FALSE | 0
50 |  | 0 | 2410 | FALSE |  | FALSE |  | FALSE |  | FALSE |  | FALSE |  | FALSE |  | FALSE |  | FALSE |  | FALSE |  | FALSE |  | FALSE |  | FALSE |  | FALSE |  | FALSE |  | FALSE | 0 | FALSE | 0 | FALSE | 0 | FALSE | 0 | FALSE | 0 | FALSE | 0 | FALSE | 0 | FALSE | 0 | FALSE | 0 | FALSE | 0 | FALSE | 0 | FALSE | 0 | FALSE | 0 | FALSE | 0 | FALSE | 0 | FALSE | 0 | TRUE | 1400 | FALSE | 0 | FALSE | 0 | FALSE | 0 | FALSE | 0 | FALSE | 0 | FALSE | 0 | FALSE | 0 | FALSE | 0 | FALSE | 0 | FALSE | 0 | FALSE | 0 | FALSE | 0 | FALSE | 0 | FALSE | 0 | FALSE | 0 | FALSE | 0 | FALSE | 0 | FALSE | 0 | FALSE | 0 | FALSE | 0
50 |  | 0 | 2409 | FALSE |  | FALSE |  | FALSE |  | FALSE |  | FALSE |  | FALSE |  | FALSE |  | FALSE |  | FALSE |  | FALSE |  | FALSE |  | FALSE |  | FALSE |  | FALSE |  | FALSE | 0 | FALSE | 0 | FALSE | 0 | FALSE | 0 | FALSE | 0 | FALSE | 0 | FALSE | 0 | FALSE | 0 | FALSE | 0 | FALSE | 0 | FALSE | 0 | FALSE | 0 | FALSE | 0 | FALSE | 0 | FALSE | 0 | FALSE | 0 | TRUE | 1400 | FALSE | 0 | FALSE | 0 | FALSE | 0 | FALSE | 0 | FALSE | 0 | FALSE | 0 | FALSE | 0 | FALSE | 0 | FALSE | 0 | FALSE | 0 | FALSE | 0 | FALSE | 0 | FALSE | 0 | FALSE | 0 | FALSE | 0 | FALSE | 0 | FALSE | 0 | FALSE | 0 | FALSE | 0 | FALSE | 0
50 |  | 0 | 2408 | FALSE |  | FALSE |  | FALSE |  | FALSE |  | FALSE |  | FALSE |  | FALSE |  | FALSE |  | FALSE |  | FALSE |  | FALSE |  | FALSE |  | FALSE |  | FALSE |  | FALSE | 0 | FALSE | 0 | FALSE | 0 | FALSE | 0 | FALSE | 0 | FALSE | 0 | FALSE | 0 | FALSE | 0 | FALSE | 0 | FALSE | 0 | FALSE | 0 | FALSE | 0 | FALSE | 0 | FALSE | 0 | FALSE | 0 | FALSE | 0 | TRUE | 1400 | FALSE | 0 | FALSE | 0 | FALSE | 0 | FALSE | 0 | FALSE | 0 | FALSE | 0 | FALSE | 0 | FALSE | 0 | FALSE | 0 | FALSE | 0 | FALSE | 0 | FALSE | 0 | FALSE | 0 | FALSE | 0 | FALSE | 0 | FALSE | 0 | FALSE | 0 | FALSE | 0 | FALSE | 0 | FALSE | 0
50 |  | 0 | 2407 | FALSE |  | FALSE |  | FALSE |  | FALSE |  | FALSE |  | FALSE |  | FALSE |  | FALSE |  | FALSE |  | FALSE |  | FALSE |  | FALSE |  | FALSE |  | FALSE |  | FALSE | 0 | FALSE | 0 | FALSE | 0 | FALSE | 0 | FALSE | 0 | FALSE | 0 | FALSE | 0 | FALSE | 0 | FALSE | 0 | FALSE | 0 | FALSE | 0 | FALSE | 0 | FALSE | 0 | FALSE | 0 | FALSE | 0 | FALSE | 0 | TRUE | 1400 | FALSE | 0 | FALSE | 0 | FALSE | 0 | FALSE | 0 | FALSE | 0 | FALSE | 0 | FALSE | 0 | FALSE | 0 | FALSE | 0 | FALSE | 0 | FALSE | 0 | FALSE | 0 | FALSE | 0 | FALSE | 0 | FALSE | 0 | FALSE | 0 | FALSE | 0 | FALSE | 0 | FALSE | 0 | FALSE | 0
50 |  | 0 | 2406 | FALSE |  | FALSE |  | FALSE |  | FALSE |  | FALSE |  | FALSE |  | FALSE |  | FALSE |  | FALSE |  | FALSE |  | FALSE |  | FALSE |  | FALSE |  | FALSE |  | FALSE | 0 | FALSE | 0 | FALSE | 0 | FALSE | 0 | FALSE | 0 | FALSE | 0 | FALSE | 0 | FALSE | 0 | FALSE | 0 | FALSE | 0 | FALSE | 0 | FALSE | 0 | FALSE | 0 | FALSE | 0 | FALSE | 0 | FALSE | 0 | TRUE | 1400 | FALSE | 0 | FALSE | 0 | FALSE | 0 | FALSE | 0 | FALSE | 0 | FALSE | 0 | FALSE | 0 | FALSE | 0 | FALSE | 0 | FALSE | 0 | FALSE | 0 | FALSE | 0 | FALSE | 0 | FALSE | 0 | FALSE | 0 | FALSE | 0 | FALSE | 0 | FALSE | 0 | FALSE | 0 | FALSE | 0
50 |  | 0 | 2405 | FALSE |  | FALSE |  | FALSE |  | FALSE |  | FALSE |  | FALSE |  | FALSE |  | FALSE |  | FALSE |  | FALSE |  | FALSE |  | FALSE |  | FALSE |  | FALSE |  | FALSE | 0 | FALSE | 0 | FALSE | 0 | FALSE | 0 | FALSE | 0 | FALSE | 0 | FALSE | 0 | FALSE | 0 | FALSE | 0 | FALSE | 0 | FALSE | 0 | FALSE | 0 | FALSE | 0 | FALSE | 0 | FALSE | 0 | FALSE | 0 | TRUE | 1400 | FALSE | 0 | FALSE | 0 | FALSE | 0 | FALSE | 0 | FALSE | 0 | FALSE | 0 | FALSE | 0 | FALSE | 0 | FALSE | 0 | FALSE | 0 | FALSE | 0 | FALSE | 0 | FALSE | 0 | FALSE | 0 | FALSE | 0 | FALSE | 0 | FALSE | 0 | FALSE | 0 | FALSE | 0 | FALSE | 0
50 |  | 0 | 2404 | FALSE |  | FALSE |  | FALSE |  | FALSE |  | FALSE |  | FALSE |  | FALSE |  | FALSE |  | FALSE |  | FALSE |  | FALSE |  | FALSE |  | FALSE |  | FALSE |  | FALSE | 0 | FALSE | 0 | FALSE | 0 | FALSE | 0 | FALSE | 0 | FALSE | 0 | FALSE | 0 | FALSE | 0 | FALSE | 0 | FALSE | 0 | FALSE | 0 | FALSE | 0 | FALSE | 0 | FALSE | 0 | FALSE | 0 | FALSE | 0 | TRUE | 1400 | FALSE | 0 | FALSE | 0 | FALSE | 0 | FALSE | 0 | FALSE | 0 | FALSE | 0 | FALSE | 0 | FALSE | 0 | FALSE | 0 | FALSE | 0 | FALSE | 0 | FALSE | 0 | FALSE | 0 | FALSE | 0 | FALSE | 0 | FALSE | 0 | FALSE | 0 | FALSE | 0 | FALSE | 0 | FALSE | 0
50 |  | 0 | 2403 | FALSE |  | FALSE |  | FALSE |  | FALSE |  | FALSE |  | FALSE |  | FALSE |  | FALSE |  | FALSE |  | FALSE |  | FALSE |  | FALSE |  | FALSE |  | FALSE |  | FALSE | 0 | FALSE | 0 | FALSE | 0 | FALSE | 0 | FALSE | 0 | FALSE | 0 | FALSE | 0 | FALSE | 0 | FALSE | 0 | FALSE | 0 | FALSE | 0 | FALSE | 0 | FALSE | 0 | FALSE | 0 | FALSE | 0 | FALSE | 0 | TRUE | 1400 | FALSE | 0 | FALSE | 0 | FALSE | 0 | FALSE | 0 | FALSE | 0 | FALSE | 0 | FALSE | 0 | FALSE | 0 | FALSE | 0 | FALSE | 0 | FALSE | 0 | FALSE | 0 | FALSE | 0 | FALSE | 0 | FALSE | 0 | FALSE | 0 | FALSE | 0 | FALSE | 0 | FALSE | 0 | FALSE | 0
50 |  | 0 | 2402 | FALSE |  | FALSE |  | FALSE |  | FALSE |  | FALSE |  | FALSE |  | FALSE |  | FALSE |  | FALSE |  | FALSE |  | FALSE |  | FALSE |  | FALSE |  | FALSE |  | FALSE | 0 | FALSE | 0 | FALSE | 0 | FALSE | 0 | FALSE | 0 | FALSE | 0 | FALSE | 0 | FALSE | 0 | FALSE | 0 | FALSE | 0 | FALSE | 0 | FALSE | 0 | FALSE | 0 | FALSE | 0 | FALSE | 0 | FALSE | 0 | TRUE | 1400 | FALSE | 0 | FALSE | 0 | FALSE | 0 | FALSE | 0 | FALSE | 0 | FALSE | 0 | FALSE | 0 | FALSE | 0 | FALSE | 0 | FALSE | 0 | FALSE | 0 | FALSE | 0 | FALSE | 0 | FALSE | 0 | FALSE | 0 | FALSE | 0 | FALSE | 0 | FALSE | 0 | FALSE | 0 | FALSE | 0
50 |  | 0 | 2401 | FALSE |  | FALSE |  | FALSE |  | FALSE |  | FALSE |  | FALSE |  | FALSE |  | FALSE |  | FALSE |  | FALSE |  | FALSE |  | FALSE |  | FALSE |  | FALSE |  | FALSE | 0 | FALSE | 0 | FALSE | 0 | FALSE | 0 | FALSE | 0 | FALSE | 0 | FALSE | 0 | FALSE | 0 | FALSE | 0 | FALSE | 0 | FALSE | 0 | FALSE | 0 | FALSE | 0 | FALSE | 0 | FALSE | 0 | FALSE | 0 | TRUE | 1400 | FALSE | 0 | FALSE | 0 | FALSE | 0 | FALSE | 0 | FALSE | 0 | FALSE | 0 | FALSE | 0 | FALSE | 0 | FALSE | 0 | FALSE | 0 | FALSE | 0 | FALSE | 0 | FALSE | 0 | FALSE | 0 | FALSE | 0 | FALSE | 0 | FALSE | 0 | FALSE | 0 | FALSE | 0 | FALSE | 0
50 |  | 0 | 2400 | FALSE |  | FALSE |  | FALSE |  | FALSE |  | FALSE |  | FALSE |  | FALSE |  | FALSE |  | FALSE |  | FALSE |  | FALSE |  | FALSE |  | FALSE |  | FALSE |  | FALSE | 0 | FALSE | 0 | FALSE | 0 | FALSE | 0 | FALSE | 0 | FALSE | 0 | FALSE | 0 | FALSE | 0 | FALSE | 0 | FALSE | 0 | FALSE | 0 | FALSE | 0 | FALSE | 0 | FALSE | 0 | FALSE | 0 | FALSE | 0 | TRUE | 1400 | FALSE | 0 | FALSE | 0 | FALSE | 0 | FALSE | 0 | FALSE | 0 | FALSE | 0 | FALSE | 0 | FALSE | 0 | FALSE | 0 | FALSE | 0 | FALSE | 0 | FALSE | 0 | FALSE | 0 | FALSE | 0 | FALSE | 0 | FALSE | 0 | FALSE | 0 | FALSE | 0 | FALSE | 0 | FALSE | 0
50 |  | 0 | 2399 | FALSE |  | FALSE |  | FALSE |  | FALSE |  | FALSE |  | FALSE |  | FALSE |  | FALSE |  | FALSE |  | FALSE |  | FALSE |  | FALSE |  | FALSE |  | FALSE |  | FALSE | 0 | FALSE | 0 | FALSE | 0 | FALSE | 0 | FALSE | 0 | FALSE | 0 | FALSE | 0 | FALSE | 0 | FALSE | 0 | FALSE | 0 | FALSE | 0 | FALSE | 0 | FALSE | 0 | FALSE | 0 | FALSE | 0 | FALSE | 0 | TRUE | 1400 | FALSE | 0 | FALSE | 0 | FALSE | 0 | FALSE | 0 | FALSE | 0 | FALSE | 0 | FALSE | 0 | FALSE | 0 | FALSE | 0 | FALSE | 0 | FALSE | 0 | FALSE | 0 | FALSE | 0 | FALSE | 0 | FALSE | 0 | FALSE | 0 | FALSE | 0 | FALSE | 0 | FALSE | 0 | FALSE | 0
50 |  | 0 | 2398 | FALSE |  | FALSE |  | FALSE |  | FALSE |  | FALSE |  | FALSE |  | FALSE |  | FALSE |  | FALSE |  | FALSE |  | FALSE |  | FALSE |  | FALSE |  | FALSE |  | FALSE | 0 | FALSE | 0 | FALSE | 0 | FALSE | 0 | FALSE | 0 | FALSE | 0 | FALSE | 0 | FALSE | 0 | FALSE | 0 | FALSE | 0 | FALSE | 0 | FALSE | 0 | FALSE | 0 | FALSE | 0 | FALSE | 0 | FALSE | 0 | TRUE | 1400 | FALSE | 0 | FALSE | 0 | FALSE | 0 | FALSE | 0 | FALSE | 0 | FALSE | 0 | FALSE | 0 | FALSE | 0 | FALSE | 0 | FALSE | 0 | FALSE | 0 | FALSE | 0 | FALSE | 0 | FALSE | 0 | FALSE | 0 | FALSE | 0 | FALSE | 0 | FALSE | 0 | FALSE | 0 | FALSE | 0
50 |  | 0 | 2397 | FALSE |  | FALSE |  | FALSE |  | FALSE |  | FALSE |  | FALSE |  | FALSE |  | FALSE |  | FALSE |  | FALSE |  | FALSE |  | FALSE |  | FALSE |  | FALSE |  | FALSE | 0 | FALSE | 0 | FALSE | 0 | FALSE | 0 | FALSE | 0 | FALSE | 0 | FALSE | 0 | FALSE | 0 | FALSE | 0 | FALSE | 0 | FALSE | 0 | FALSE | 0 | FALSE | 0 | FALSE | 0 | FALSE | 0 | FALSE | 0 | TRUE | 1400 | FALSE | 0 | FALSE | 0 | FALSE | 0 | FALSE | 0 | FALSE | 0 | FALSE | 0 | FALSE | 0 | FALSE | 0 | FALSE | 0 | FALSE | 0 | FALSE | 0 | FALSE | 0 | FALSE | 0 | FALSE | 0 | FALSE | 0 | FALSE | 0 | FALSE | 0 | FALSE | 0 | FALSE | 0 | FALSE | 0
50 |  | 0 | 2396 | FALSE |  | FALSE |  | FALSE |  | FALSE |  | FALSE |  | FALSE |  | FALSE |  | FALSE |  | FALSE |  | FALSE |  | FALSE |  | FALSE |  | FALSE |  | FALSE |  | FALSE | 0 | FALSE | 0 | FALSE | 0 | FALSE | 0 | FALSE | 0 | FALSE | 0 | FALSE | 0 | FALSE | 0 | FALSE | 0 | FALSE | 0 | FALSE | 0 | FALSE | 0 | FALSE | 0 | FALSE | 0 | FALSE | 0 | FALSE | 0 | TRUE | 1400 | FALSE | 0 | FALSE | 0 | FALSE | 0 | FALSE | 0 | FALSE | 0 | FALSE | 0 | FALSE | 0 | FALSE | 0 | FALSE | 0 | FALSE | 0 | FALSE | 0 | FALSE | 0 | FALSE | 0 | FALSE | 0 | FALSE | 0 | FALSE | 0 | FALSE | 0 | FALSE | 0 | FALSE | 0 | FALSE | 0
50 |  | 0 | 2395 | FALSE |  | FALSE |  | FALSE |  | FALSE |  | FALSE |  | FALSE |  | FALSE |  | FALSE |  | FALSE |  | FALSE |  | FALSE |  | FALSE |  | FALSE |  | FALSE |  | FALSE | 0 | FALSE | 0 | FALSE | 0 | FALSE | 0 | FALSE | 0 | FALSE | 0 | FALSE | 0 | FALSE | 0 | FALSE | 0 | FALSE | 0 | FALSE | 0 | FALSE | 0 | FALSE | 0 | FALSE | 0 | FALSE | 0 | FALSE | 0 | TRUE | 1400 | FALSE | 0 | FALSE | 0 | FALSE | 0 | FALSE | 0 | FALSE | 0 | FALSE | 0 | FALSE | 0 | FALSE | 0 | FALSE | 0 | FALSE | 0 | FALSE | 0 | FALSE | 0 | FALSE | 0 | FALSE | 0 | FALSE | 0 | FALSE | 0 | FALSE | 0 | FALSE | 0 | FALSE | 0 | FALSE | 0
50 |  | 0 | 2394 | FALSE |  | FALSE |  | FALSE |  | FALSE |  | FALSE |  | FALSE |  | FALSE |  | FALSE |  | FALSE |  | FALSE |  | FALSE |  | FALSE |  | FALSE |  | FALSE |  | FALSE | 0 | FALSE | 0 | FALSE | 0 | FALSE | 0 | FALSE | 0 | FALSE | 0 | FALSE | 0 | FALSE | 0 | FALSE | 0 | FALSE | 0 | FALSE | 0 | FALSE | 0 | FALSE | 0 | FALSE | 0 | FALSE | 0 | FALSE | 0 | TRUE | 1400 | FALSE | 0 | FALSE | 0 | FALSE | 0 | FALSE | 0 | FALSE | 0 | FALSE | 0 | FALSE | 0 | FALSE | 0 | FALSE | 0 | FALSE | 0 | FALSE | 0 | FALSE | 0 | FALSE | 0 | FALSE | 0 | FALSE | 0 | FALSE | 0 | FALSE | 0 | FALSE | 0 | FALSE | 0 | FALSE | 0
50 |  | 0 | 2393 | FALSE |  | FALSE |  | FALSE |  | FALSE |  | FALSE |  | FALSE |  | FALSE |  | FALSE |  | FALSE |  | FALSE |  | FALSE |  | FALSE |  | FALSE |  | FALSE |  | FALSE | 0 | FALSE | 0 | FALSE | 0 | FALSE | 0 | FALSE | 0 | FALSE | 0 | FALSE | 0 | FALSE | 0 | FALSE | 0 | FALSE | 0 | FALSE | 0 | FALSE | 0 | FALSE | 0 | FALSE | 0 | FALSE | 0 | FALSE | 0 | TRUE | 1400 | FALSE | 0 | FALSE | 0 | FALSE | 0 | FALSE | 0 | FALSE | 0 | FALSE | 0 | FALSE | 0 | FALSE | 0 | FALSE | 0 | FALSE | 0 | FALSE | 0 | FALSE | 0 | FALSE | 0 | FALSE | 0 | FALSE | 0 | FALSE | 0 | FALSE | 0 | FALSE | 0 | FALSE | 0 | FALSE | 0
50 |  | 0 | 2392 | FALSE |  | FALSE |  | FALSE |  | FALSE |  | FALSE |  | FALSE |  | FALSE |  | FALSE |  | FALSE |  | FALSE |  | FALSE |  | FALSE |  | FALSE |  | FALSE |  | FALSE | 0 | FALSE | 0 | FALSE | 0 | FALSE | 0 | FALSE | 0 | FALSE | 0 | FALSE | 0 | FALSE | 0 | FALSE | 0 | FALSE | 0 | FALSE | 0 | FALSE | 0 | FALSE | 0 | FALSE | 0 | FALSE | 0 | FALSE | 0 | TRUE | 1400 | FALSE | 0 | FALSE | 0 | FALSE | 0 | FALSE | 0 | FALSE | 0 | FALSE | 0 | FALSE | 0 | FALSE | 0 | FALSE | 0 | FALSE | 0 | FALSE | 0 | FALSE | 0 | FALSE | 0 | FALSE | 0 | FALSE | 0 | FALSE | 0 | FALSE | 0 | FALSE | 0 | FALSE | 0 | FALSE | 0
50 |  | 0 | 2391 | FALSE |  | FALSE |  | FALSE |  | FALSE |  | FALSE |  | FALSE |  | FALSE |  | FALSE |  | FALSE |  | FALSE |  | FALSE |  | FALSE |  | FALSE |  | FALSE |  | FALSE | 0 | FALSE | 0 | FALSE | 0 | FALSE | 0 | FALSE | 0 | FALSE | 0 | FALSE | 0 | FALSE | 0 | FALSE | 0 | FALSE | 0 | FALSE | 0 | FALSE | 0 | FALSE | 0 | FALSE | 0 | FALSE | 0 | FALSE | 0 | TRUE | 1400 | FALSE | 0 | FALSE | 0 | FALSE | 0 | FALSE | 0 | FALSE | 0 | FALSE | 0 | FALSE | 0 | FALSE | 0 | FALSE | 0 | FALSE | 0 | FALSE | 0 | FALSE | 0 | FALSE | 0 | FALSE | 0 | FALSE | 0 | FALSE | 0 | FALSE | 0 | FALSE | 0 | FALSE | 0 | FALSE | 0
50 |  | 0 | 2390 | FALSE |  | FALSE |  | FALSE |  | FALSE |  | FALSE |  | FALSE |  | FALSE |  | FALSE |  | FALSE |  | FALSE |  | FALSE |  | FALSE |  | FALSE |  | FALSE |  | FALSE | 0 | FALSE | 0 | FALSE | 0 | FALSE | 0 | FALSE | 0 | FALSE | 0 | FALSE | 0 | FALSE | 0 | FALSE | 0 | FALSE | 0 | FALSE | 0 | FALSE | 0 | FALSE | 0 | FALSE | 0 | FALSE | 0 | FALSE | 0 | TRUE | 1400 | FALSE | 0 | FALSE | 0 | FALSE | 0 | FALSE | 0 | FALSE | 0 | FALSE | 0 | FALSE | 0 | FALSE | 0 | FALSE | 0 | FALSE | 0 | FALSE | 0 | FALSE | 0 | FALSE | 0 | FALSE | 0 | FALSE | 0 | FALSE | 0 | FALSE | 0 | FALSE | 0 | FALSE | 0 | FALSE | 0
50 |  | 0 | 2389 | FALSE |  | FALSE |  | FALSE |  | FALSE |  | FALSE |  | FALSE |  | FALSE |  | FALSE |  | FALSE |  | FALSE |  | FALSE |  | FALSE |  | FALSE |  | FALSE |  | FALSE | 0 | FALSE | 0 | FALSE | 0 | FALSE | 0 | FALSE | 0 | FALSE | 0 | FALSE | 0 | FALSE | 0 | FALSE | 0 | FALSE | 0 | FALSE | 0 | FALSE | 0 | FALSE | 0 | FALSE | 0 | FALSE | 0 | FALSE | 0 | TRUE | 1400 | FALSE | 0 | FALSE | 0 | FALSE | 0 | FALSE | 0 | FALSE | 0 | FALSE | 0 | FALSE | 0 | FALSE | 0 | FALSE | 0 | FALSE | 0 | FALSE | 0 | FALSE | 0 | FALSE | 0 | FALSE | 0 | FALSE | 0 | FALSE | 0 | FALSE | 0 | FALSE | 0 | FALSE | 0 | FALSE | 0
50 |  | 0 | 2388 | FALSE |  | FALSE |  | FALSE |  | FALSE |  | FALSE |  | FALSE |  | FALSE |  | FALSE |  | FALSE |  | FALSE |  | FALSE |  | FALSE |  | FALSE |  | FALSE |  | FALSE | 0 | FALSE | 0 | FALSE | 0 | FALSE | 0 | FALSE | 0 | FALSE | 0 | FALSE | 0 | FALSE | 0 | FALSE | 0 | FALSE | 0 | FALSE | 0 | FALSE | 0 | FALSE | 0 | FALSE | 0 | FALSE | 0 | FALSE | 0 | TRUE | 1400 | FALSE | 0 | FALSE | 0 | FALSE | 0 | FALSE | 0 | FALSE | 0 | FALSE | 0 | FALSE | 0 | FALSE | 0 | FALSE | 0 | FALSE | 0 | FALSE | 0 | FALSE | 0 | FALSE | 0 | FALSE | 0 | FALSE | 0 | FALSE | 0 | FALSE | 0 | FALSE | 0 | FALSE | 0 | FALSE | 0
50 |  | 0 | 2387 | FALSE |  | FALSE |  | FALSE |  | FALSE |  | FALSE |  | FALSE |  | FALSE |  | FALSE |  | FALSE |  | FALSE |  | FALSE |  | FALSE |  | FALSE |  | FALSE |  | FALSE | 0 | FALSE | 0 | FALSE | 0 | FALSE | 0 | FALSE | 0 | FALSE | 0 | FALSE | 0 | FALSE | 0 | FALSE | 0 | FALSE | 0 | FALSE | 0 | FALSE | 0 | FALSE | 0 | FALSE | 0 | FALSE | 0 | FALSE | 0 | TRUE | 1400 | FALSE | 0 | FALSE | 0 | FALSE | 0 | FALSE | 0 | FALSE | 0 | FALSE | 0 | FALSE | 0 | FALSE | 0 | FALSE | 0 | FALSE | 0 | FALSE | 0 | FALSE | 0 | FALSE | 0 | FALSE | 0 | FALSE | 0 | FALSE | 0 | FALSE | 0 | FALSE | 0 | FALSE | 0 | FALSE | 0
50 |  | 0 | 2386 | FALSE |  | FALSE |  | FALSE |  | FALSE |  | FALSE |  | FALSE |  | FALSE |  | FALSE |  | FALSE |  | FALSE |  | FALSE |  | FALSE |  | FALSE |  | FALSE | 0 | FALSE | 0 | FALSE | 0 | FALSE | 0 | FALSE | 0 | FALSE | 0 | FALSE | 0 | FALSE | 0 | FALSE | 0 | FALSE | 0 | FALSE | 0 | FALSE | 0 | FALSE | 0 | FALSE | 0 | FALSE | 0 | FALSE | 0 | FALSE | 0 | TRUE | 1400 | FALSE | 0 | FALSE | 0 | FALSE | 0 | FALSE | 0 | FALSE | 0 | FALSE | 0 | FALSE | 0 | FALSE | 0 | FALSE | 0 | FALSE | 0 | FALSE | 0 | FALSE | 0 | FALSE | 0 | FALSE | 0 | FALSE | 0 | FALSE | 0 | FALSE | 0 | FALSE | 0 | FALSE | 0 | FALSE | 0
50 |  | 0 | 2385 | FALSE |  | FALSE |  | FALSE |  | FALSE |  | FALSE |  | FALSE |  | FALSE |  | FALSE |  | FALSE |  | FALSE |  | FALSE |  | FALSE |  | FALSE |  | FALSE | 0 | FALSE | 0 | FALSE | 0 | FALSE | 0 | FALSE | 0 | FALSE | 0 | FALSE | 0 | FALSE | 0 | FALSE | 0 | FALSE | 0 | FALSE | 0 | FALSE | 0 | FALSE | 0 | FALSE | 0 | FALSE | 0 | FALSE | 0 | FALSE | 0 | TRUE | 1400 | FALSE | 0 | FALSE | 0 | FALSE | 0 | FALSE | 0 | FALSE | 0 | FALSE | 0 | FALSE | 0 | FALSE | 0 | FALSE | 0 | FALSE | 0 | FALSE | 0 | FALSE | 0 | FALSE | 0 | FALSE | 0 | FALSE | 0 | FALSE | 0 | FALSE | 0 | FALSE | 0 | FALSE | 0 | FALSE | 0
50 |  | 0 | 2384 | FALSE |  | FALSE |  | FALSE |  | FALSE |  | FALSE |  | FALSE |  | FALSE |  | FALSE |  | FALSE |  | FALSE |  | FALSE |  | FALSE |  | FALSE |  | FALSE | 0 | FALSE | 0 | FALSE | 0 | FALSE | 0 | FALSE | 0 | FALSE | 0 | FALSE | 0 | FALSE | 0 | FALSE | 0 | FALSE | 0 | FALSE | 0 | FALSE | 0 | FALSE | 0 | FALSE | 0 | FALSE | 0 | FALSE | 0 | FALSE | 0 | TRUE | 1400 | FALSE | 0 | FALSE | 0 | FALSE | 0 | FALSE | 0 | FALSE | 0 | FALSE | 0 | FALSE | 0 | FALSE | 0 | FALSE | 0 | FALSE | 0 | FALSE | 0 | FALSE | 0 | FALSE | 0 | FALSE | 0 | FALSE | 0 | FALSE | 0 | FALSE | 0 | FALSE | 0 | FALSE | 0 | FALSE | 0
50 |  | 0 | 2383 | FALSE |  | FALSE |  | FALSE |  | FALSE |  | FALSE |  | FALSE |  | FALSE |  | FALSE |  | FALSE |  | FALSE |  | FALSE |  | FALSE |  | FALSE |  | FALSE | 0 | FALSE | 0 | FALSE | 0 | FALSE | 0 | FALSE | 0 | FALSE | 0 | FALSE | 0 | FALSE | 0 | FALSE | 0 | FALSE | 0 | FALSE | 0 | FALSE | 0 | FALSE | 0 | FALSE | 0 | FALSE | 0 | FALSE | 0 | FALSE | 0 | TRUE | 1400 | FALSE | 0 | FALSE | 0 | FALSE | 0 | FALSE | 0 | FALSE | 0 | FALSE | 0 | FALSE | 0 | FALSE | 0 | FALSE | 0 | FALSE | 0 | FALSE | 0 | FALSE | 0 | FALSE | 0 | FALSE | 0 | FALSE | 0 | FALSE | 0 | FALSE | 0 | FALSE | 0 | FALSE | 0 | FALSE | 0
50 |  | 0 | 2382 | FALSE |  | FALSE |  | FALSE |  | FALSE |  | FALSE |  | FALSE |  | FALSE |  | FALSE |  | FALSE |  | FALSE |  | FALSE |  | FALSE |  | FALSE |  | FALSE | 0 | FALSE | 0 | FALSE | 0 | FALSE | 0 | FALSE | 0 | FALSE | 0 | FALSE | 0 | FALSE | 0 | FALSE | 0 | FALSE | 0 | FALSE | 0 | FALSE | 0 | FALSE | 0 | FALSE | 0 | FALSE | 0 | FALSE | 0 | FALSE | 0 | TRUE | 1400 | FALSE | 0 | FALSE | 0 | FALSE | 0 | FALSE | 0 | FALSE | 0 | FALSE | 0 | FALSE | 0 | FALSE | 0 | FALSE | 0 | FALSE | 0 | FALSE | 0 | FALSE | 0 | FALSE | 0 | FALSE | 0 | FALSE | 0 | FALSE | 0 | FALSE | 0 | FALSE | 0 | FALSE | 0 | FALSE | 0
50 |  | 0 | 2381 | FALSE |  | FALSE |  | FALSE |  | FALSE |  | FALSE |  | FALSE |  | FALSE |  | FALSE |  | FALSE |  | FALSE |  | FALSE |  | FALSE |  | FALSE |  | FALSE | 0 | FALSE | 0 | FALSE | 0 | FALSE | 0 | FALSE | 0 | FALSE | 0 | FALSE | 0 | FALSE | 0 | FALSE | 0 | FALSE | 0 | FALSE | 0 | FALSE | 0 | FALSE | 0 | FALSE | 0 | FALSE | 0 | FALSE | 0 | FALSE | 0 | TRUE | 1400 | FALSE | 0 | FALSE | 0 | FALSE | 0 | FALSE | 0 | FALSE | 0 | FALSE | 0 | FALSE | 0 | FALSE | 0 | FALSE | 0 | FALSE | 0 | FALSE | 0 | FALSE | 0 | FALSE | 0 | FALSE | 0 | FALSE | 0 | FALSE | 0 | FALSE | 0 | FALSE | 0 | FALSE | 0 | FALSE | 0
50 |  | 0 | 2380 | FALSE |  | FALSE |  | FALSE |  | FALSE |  | FALSE |  | FALSE |  | FALSE |  | FALSE |  | FALSE |  | FALSE |  | FALSE |  | FALSE |  | FALSE |  | FALSE | 0 | FALSE | 0 | FALSE | 0 | FALSE | 0 | FALSE | 0 | FALSE | 0 | FALSE | 0 | FALSE | 0 | FALSE | 0 | FALSE | 0 | FALSE | 0 | FALSE | 0 | FALSE | 0 | FALSE | 0 | FALSE | 0 | FALSE | 0 | FALSE | 0 | TRUE | 1400 | FALSE | 0 | FALSE | 0 | FALSE | 0 | FALSE | 0 | FALSE | 0 | FALSE | 0 | FALSE | 0 | FALSE | 0 | FALSE | 0 | FALSE | 0 | FALSE | 0 | FALSE | 0 | FALSE | 0 | FALSE | 0 | FALSE | 0 | FALSE | 0 | FALSE | 0 | FALSE | 0 | FALSE | 0 | FALSE | 0
50 |  | 0 | 2379 | FALSE |  | FALSE |  | FALSE |  | FALSE |  | FALSE |  | FALSE |  | FALSE |  | FALSE |  | FALSE |  | FALSE |  | FALSE |  | FALSE |  | FALSE |  | FALSE | 0 | FALSE | 0 | FALSE | 0 | FALSE | 0 | FALSE | 0 | FALSE | 0 | FALSE | 0 | FALSE | 0 | FALSE | 0 | FALSE | 0 | FALSE | 0 | FALSE | 0 | FALSE | 0 | FALSE | 0 | FALSE | 0 | FALSE | 0 | FALSE | 0 | TRUE | 1400 | FALSE | 0 | FALSE | 0 | FALSE | 0 | FALSE | 0 | FALSE | 0 | FALSE | 0 | FALSE | 0 | FALSE | 0 | FALSE | 0 | FALSE | 0 | FALSE | 0 | FALSE | 0 | FALSE | 0 | FALSE | 0 | FALSE | 0 | FALSE | 0 | FALSE | 0 | FALSE | 0 | FALSE | 0 | FALSE | 0
50 |  | 0 | 2378 | FALSE |  | FALSE |  | FALSE |  | FALSE |  | FALSE |  | FALSE |  | FALSE |  | FALSE |  | FALSE |  | FALSE |  | FALSE |  | FALSE |  | FALSE |  | FALSE | 0 | FALSE | 0 | FALSE | 0 | FALSE | 0 | FALSE | 0 | FALSE | 0 | FALSE | 0 | FALSE | 0 | FALSE | 0 | FALSE | 0 | FALSE | 0 | FALSE | 0 | FALSE | 0 | FALSE | 0 | FALSE | 0 | FALSE | 0 | FALSE | 0 | TRUE | 1400 | FALSE | 0 | FALSE | 0 | FALSE | 0 | FALSE | 0 | FALSE | 0 | FALSE | 0 | FALSE | 0 | FALSE | 0 | FALSE | 0 | FALSE | 0 | FALSE | 0 | FALSE | 0 | FALSE | 0 | FALSE | 0 | FALSE | 0 | FALSE | 0 | FALSE | 0 | FALSE | 0 | FALSE | 0 | FALSE | 0
50 |  | 0 | 2377 | FALSE |  | FALSE |  | FALSE |  | FALSE |  | FALSE |  | FALSE |  | FALSE |  | FALSE |  | FALSE |  | FALSE |  | FALSE |  | FALSE |  | FALSE |  | FALSE | 0 | FALSE | 0 | FALSE | 0 | FALSE | 0 | FALSE | 0 | FALSE | 0 | FALSE | 0 | FALSE | 0 | FALSE | 0 | FALSE | 0 | FALSE | 0 | FALSE | 0 | FALSE | 0 | FALSE | 0 | FALSE | 0 | FALSE | 0 | FALSE | 0 | TRUE | 1400 | FALSE | 0 | FALSE | 0 | FALSE | 0 | FALSE | 0 | FALSE | 0 | FALSE | 0 | FALSE | 0 | FALSE | 0 | FALSE | 0 | FALSE | 0 | FALSE | 0 | FALSE | 0 | FALSE | 0 | FALSE | 0 | FALSE | 0 | FALSE | 0 | FALSE | 0 | FALSE | 0 | FALSE | 0 | FALSE | 0
50 |  | 0 | 2376 | FALSE |  | FALSE |  | FALSE |  | FALSE |  | FALSE |  | FALSE |  | FALSE |  | FALSE |  | FALSE |  | FALSE |  | FALSE |  | FALSE |  | FALSE |  | FALSE | 0 | FALSE | 0 | FALSE | 0 | FALSE | 0 | FALSE | 0 | FALSE | 0 | FALSE | 0 | FALSE | 0 | FALSE | 0 | FALSE | 0 | FALSE | 0 | FALSE | 0 | FALSE | 0 | FALSE | 0 | FALSE | 0 | FALSE | 0 | FALSE | 0 | TRUE | 1400 | FALSE | 0 | FALSE | 0 | FALSE | 0 | FALSE | 0 | FALSE | 0 | FALSE | 0 | FALSE | 0 | FALSE | 0 | FALSE | 0 | FALSE | 0 | FALSE | 0 | FALSE | 0 | FALSE | 0 | FALSE | 0 | FALSE | 0 | FALSE | 0 | FALSE | 0 | FALSE | 0 | FALSE | 0 | FALSE | 0
50 |  | 0 | 2375 | FALSE |  | FALSE |  | FALSE |  | FALSE |  | FALSE |  | FALSE |  | FALSE |  | FALSE |  | FALSE |  | FALSE |  | FALSE |  | FALSE |  | FALSE |  | FALSE | 0 | FALSE | 0 | FALSE | 0 | FALSE | 0 | FALSE | 0 | FALSE | 0 | FALSE | 0 | FALSE | 0 | FALSE | 0 | FALSE | 0 | FALSE | 0 | FALSE | 0 | FALSE | 0 | FALSE | 0 | FALSE | 0 | FALSE | 0 | FALSE | 0 | TRUE | 1400 | FALSE | 0 | FALSE | 0 | FALSE | 0 | FALSE | 0 | FALSE | 0 | FALSE | 0 | FALSE | 0 | FALSE | 0 | FALSE | 0 | FALSE | 0 | FALSE | 0 | FALSE | 0 | FALSE | 0 | FALSE | 0 | FALSE | 0 | FALSE | 0 | FALSE | 0 | FALSE | 0 | FALSE | 0 | FALSE | 0
50 |  | 0 | 2374 | FALSE |  | FALSE |  | FALSE |  | FALSE |  | FALSE |  | FALSE |  | FALSE |  | FALSE |  | FALSE |  | FALSE |  | FALSE |  | FALSE |  | FALSE |  | FALSE | 0 | FALSE | 0 | FALSE | 0 | FALSE | 0 | FALSE | 0 | FALSE | 0 | FALSE | 0 | FALSE | 0 | FALSE | 0 | FALSE | 0 | FALSE | 0 | FALSE | 0 | FALSE | 0 | FALSE | 0 | FALSE | 0 | FALSE | 0 | FALSE | 0 | TRUE | 1400 | FALSE | 0 | FALSE | 0 | FALSE | 0 | FALSE | 0 | FALSE | 0 | FALSE | 0 | FALSE | 0 | FALSE | 0 | FALSE | 0 | FALSE | 0 | FALSE | 0 | FALSE | 0 | FALSE | 0 | FALSE | 0 | FALSE | 0 | FALSE | 0 | FALSE | 0 | FALSE | 0 | FALSE | 0 | FALSE | 0
50 |  | 0 | 2373 | FALSE |  | FALSE |  | FALSE |  | FALSE |  | FALSE |  | FALSE |  | FALSE |  | FALSE |  | FALSE |  | FALSE |  | FALSE |  | FALSE |  | FALSE |  | FALSE | 0 | FALSE | 0 | FALSE | 0 | FALSE | 0 | FALSE | 0 | FALSE | 0 | FALSE | 0 | FALSE | 0 | FALSE | 0 | FALSE | 0 | FALSE | 0 | FALSE | 0 | FALSE | 0 | FALSE | 0 | FALSE | 0 | FALSE | 0 | FALSE | 0 | TRUE | 1400 | FALSE | 0 | FALSE | 0 | FALSE | 0 | FALSE | 0 | FALSE | 0 | FALSE | 0 | FALSE | 0 | FALSE | 0 | FALSE | 0 | FALSE | 0 | FALSE | 0 | FALSE | 0 | FALSE | 0 | FALSE | 0 | FALSE | 0 | FALSE | 0 | FALSE | 0 | FALSE | 0 | FALSE | 0 | FALSE | 0
50 |  | 0 | 2372 | FALSE |  | FALSE |  | FALSE |  | FALSE |  | FALSE |  | FALSE |  | FALSE |  | FALSE |  | FALSE |  | FALSE |  | FALSE |  | FALSE |  | FALSE |  | FALSE | 0 | FALSE | 0 | FALSE | 0 | FALSE | 0 | FALSE | 0 | FALSE | 0 | FALSE | 0 | FALSE | 0 | FALSE | 0 | FALSE | 0 | FALSE | 0 | FALSE | 0 | FALSE | 0 | FALSE | 0 | FALSE | 0 | FALSE | 0 | FALSE | 0 | TRUE | 1400 | FALSE | 0 | FALSE | 0 | FALSE | 0 | FALSE | 0 | FALSE | 0 | FALSE | 0 | FALSE | 0 | FALSE | 0 | FALSE | 0 | FALSE | 0 | FALSE | 0 | FALSE | 0 | FALSE | 0 | FALSE | 0 | FALSE | 0 | FALSE | 0 | FALSE | 0 | FALSE | 0 | FALSE | 0 | FALSE | 0
50 |  | 0 | 2371 | FALSE |  | FALSE |  | FALSE |  | FALSE |  | FALSE |  | FALSE |  | FALSE |  | FALSE |  | FALSE |  | FALSE |  | FALSE |  | FALSE |  | FALSE |  | FALSE | 0 | FALSE | 0 | FALSE | 0 | FALSE | 0 | FALSE | 0 | FALSE | 0 | FALSE | 0 | FALSE | 0 | FALSE | 0 | FALSE | 0 | FALSE | 0 | FALSE | 0 | FALSE | 0 | FALSE | 0 | FALSE | 0 | FALSE | 0 | FALSE | 0 | TRUE | 1400 | FALSE | 0 | FALSE | 0 | FALSE | 0 | FALSE | 0 | FALSE | 0 | FALSE | 0 | FALSE | 0 | FALSE | 0 | FALSE | 0 | FALSE | 0 | FALSE | 0 | FALSE | 0 | FALSE | 0 | FALSE | 0 | FALSE | 0 | FALSE | 0 | FALSE | 0 | FALSE | 0 | FALSE | 0 | FALSE | 0
50 |  | 0 | 2370 | FALSE |  | FALSE |  | FALSE |  | FALSE |  | FALSE |  | FALSE |  | FALSE |  | FALSE |  | FALSE |  | FALSE |  | FALSE |  | FALSE |  | FALSE |  | FALSE | 0 | FALSE | 0 | FALSE | 0 | FALSE | 0 | FALSE | 0 | FALSE | 0 | FALSE | 0 | FALSE | 0 | FALSE | 0 | FALSE | 0 | FALSE | 0 | FALSE | 0 | FALSE | 0 | FALSE | 0 | FALSE | 0 | FALSE | 0 | FALSE | 0 | TRUE | 1400 | FALSE | 0 | FALSE | 0 | FALSE | 0 | FALSE | 0 | FALSE | 0 | FALSE | 0 | FALSE | 0 | FALSE | 0 | FALSE | 0 | FALSE | 0 | FALSE | 0 | FALSE | 0 | FALSE | 0 | FALSE | 0 | FALSE | 0 | FALSE | 0 | FALSE | 0 | FALSE | 0 | FALSE | 0 | FALSE | 0
50 |  | 0 | 2369 | FALSE |  | FALSE |  | FALSE |  | FALSE |  | FALSE |  | FALSE |  | FALSE |  | FALSE |  | FALSE |  | FALSE |  | FALSE |  | FALSE |  | FALSE |  | FALSE | 0 | FALSE | 0 | FALSE | 0 | FALSE | 0 | FALSE | 0 | FALSE | 0 | FALSE | 0 | FALSE | 0 | FALSE | 0 | FALSE | 0 | FALSE | 0 | FALSE | 0 | FALSE | 0 | FALSE | 0 | FALSE | 0 | FALSE | 0 | FALSE | 0 | TRUE | 1400 | FALSE | 0 | FALSE | 0 | FALSE | 0 | FALSE | 0 | FALSE | 0 | FALSE | 0 | FALSE | 0 | FALSE | 0 | FALSE | 0 | FALSE | 0 | FALSE | 0 | FALSE | 0 | FALSE | 0 | FALSE | 0 | FALSE | 0 | FALSE | 0 | FALSE | 0 | FALSE | 0 | FALSE | 0 | FALSE | 0
50 |  | 0 | 2368 | FALSE |  | FALSE |  | FALSE |  | FALSE |  | FALSE |  | FALSE |  | FALSE |  | FALSE |  | FALSE |  | FALSE |  | FALSE |  | FALSE |  | FALSE |  | FALSE | 0 | FALSE | 0 | FALSE | 0 | FALSE | 0 | FALSE | 0 | FALSE | 0 | FALSE | 0 | FALSE | 0 | FALSE | 0 | FALSE | 0 | FALSE | 0 | FALSE | 0 | FALSE | 0 | FALSE | 0 | FALSE | 0 | FALSE | 0 | FALSE | 0 | TRUE | 1400 | FALSE | 0 | FALSE | 0 | FALSE | 0 | FALSE | 0 | FALSE | 0 | FALSE | 0 | FALSE | 0 | FALSE | 0 | FALSE | 0 | FALSE | 0 | FALSE | 0 | FALSE | 0 | FALSE | 0 | FALSE | 0 | FALSE | 0 | FALSE | 0 | FALSE | 0 | FALSE | 0 | FALSE | 0 | FALSE | 0
50 |  | 0 | 2367 | FALSE |  | FALSE |  | FALSE |  | FALSE |  | FALSE |  | FALSE |  | FALSE |  | FALSE |  | FALSE |  | FALSE |  | FALSE |  | FALSE |  | FALSE |  | FALSE | 0 | FALSE | 0 | FALSE | 0 | FALSE | 0 | FALSE | 0 | FALSE | 0 | FALSE | 0 | FALSE | 0 | FALSE | 0 | FALSE | 0 | FALSE | 0 | FALSE | 0 | FALSE | 0 | FALSE | 0 | FALSE | 0 | FALSE | 0 | FALSE | 0 | TRUE | 1400 | FALSE | 0 | FALSE | 0 | FALSE | 0 | FALSE | 0 | FALSE | 0 | FALSE | 0 | FALSE | 0 | FALSE | 0 | FALSE | 0 | FALSE | 0 | FALSE | 0 | FALSE | 0 | FALSE | 0 | FALSE | 0 | FALSE | 0 | FALSE | 0 | FALSE | 0 | FALSE | 0 | FALSE | 0 | FALSE | 0
50 |  | 0 | 2366 | FALSE |  | FALSE |  | FALSE |  | FALSE |  | FALSE |  | FALSE |  | FALSE |  | FALSE |  | FALSE |  | FALSE |  | FALSE |  | FALSE |  | FALSE |  | FALSE | 0 | FALSE | 0 | FALSE | 0 | FALSE | 0 | FALSE | 0 | FALSE | 0 | FALSE | 0 | FALSE | 0 | FALSE | 0 | FALSE | 0 | FALSE | 0 | FALSE | 0 | FALSE | 0 | FALSE | 0 | FALSE | 0 | FALSE | 0 | FALSE | 0 | TRUE | 1400 | FALSE | 0 | FALSE | 0 | FALSE | 0 | FALSE | 0 | FALSE | 0 | FALSE | 0 | FALSE | 0 | FALSE | 0 | FALSE | 0 | FALSE | 0 | FALSE | 0 | FALSE | 0 | FALSE | 0 | FALSE | 0 | FALSE | 0 | FALSE | 0 | FALSE | 0 | FALSE | 0 | FALSE | 0 | FALSE | 0
50 |  | 0 | 2365 | FALSE |  | FALSE |  | FALSE |  | FALSE |  | FALSE |  | FALSE |  | FALSE |  | FALSE |  | FALSE |  | FALSE |  | FALSE |  | FALSE |  | FALSE |  | FALSE | 0 | FALSE | 0 | FALSE | 0 | FALSE | 0 | FALSE | 0 | FALSE | 0 | FALSE | 0 | FALSE | 0 | FALSE | 0 | FALSE | 0 | FALSE | 0 | FALSE | 0 | FALSE | 0 | FALSE | 0 | FALSE | 0 | FALSE | 0 | FALSE | 0 | TRUE | 1400 | FALSE | 0 | FALSE | 0 | FALSE | 0 | FALSE | 0 | FALSE | 0 | FALSE | 0 | FALSE | 0 | FALSE | 0 | FALSE | 0 | FALSE | 0 | FALSE | 0 | FALSE | 0 | FALSE | 0 | FALSE | 0 | FALSE | 0 | FALSE | 0 | FALSE | 0 | FALSE | 0 | FALSE | 0 | FALSE | 0
50 |  | 0 | 2364 | FALSE |  | FALSE |  | FALSE |  | FALSE |  | FALSE |  | FALSE |  | FALSE |  | FALSE |  | FALSE |  | FALSE |  | FALSE |  | FALSE |  | FALSE |  | FALSE | 0 | FALSE | 0 | FALSE | 0 | FALSE | 0 | FALSE | 0 | FALSE | 0 | FALSE | 0 | FALSE | 0 | FALSE | 0 | FALSE | 0 | FALSE | 0 | FALSE | 0 | FALSE | 0 | FALSE | 0 | FALSE | 0 | FALSE | 0 | FALSE | 0 | TRUE | 1400 | FALSE | 0 | FALSE | 0 | FALSE | 0 | FALSE | 0 | FALSE | 0 | FALSE | 0 | FALSE | 0 | FALSE | 0 | FALSE | 0 | FALSE | 0 | FALSE | 0 | FALSE | 0 | FALSE | 0 | FALSE | 0 | FALSE | 0 | FALSE | 0 | FALSE | 0 | FALSE | 0 | FALSE | 0 | FALSE | 0
50 |  | 0 | 2363 | FALSE |  | FALSE |  | FALSE |  | FALSE |  | FALSE |  | FALSE |  | FALSE |  | FALSE |  | FALSE |  | FALSE |  | FALSE |  | FALSE |  | FALSE |  | FALSE | 0 | FALSE | 0 | FALSE | 0 | FALSE | 0 | FALSE | 0 | FALSE | 0 | FALSE | 0 | FALSE | 0 | FALSE | 0 | FALSE | 0 | FALSE | 0 | FALSE | 0 | FALSE | 0 | FALSE | 0 | FALSE | 0 | FALSE | 0 | FALSE | 0 | TRUE | 1400 | FALSE | 0 | FALSE | 0 | FALSE | 0 | FALSE | 0 | FALSE | 0 | FALSE | 0 | FALSE | 0 | FALSE | 0 | FALSE | 0 | FALSE | 0 | FALSE | 0 | FALSE | 0 | FALSE | 0 | FALSE | 0 | FALSE | 0 | FALSE | 0 | FALSE | 0 | FALSE | 0 | FALSE | 0 | FALSE | 0
50 |  | 0 | 2362 | FALSE |  | FALSE |  | FALSE |  | FALSE |  | FALSE |  | FALSE |  | FALSE |  | FALSE |  | FALSE |  | FALSE |  | FALSE |  | FALSE |  | FALSE |  | FALSE | 0 | FALSE | 0 | FALSE | 0 | FALSE | 0 | FALSE | 0 | FALSE | 0 | FALSE | 0 | FALSE | 0 | FALSE | 0 | FALSE | 0 | FALSE | 0 | FALSE | 0 | FALSE | 0 | FALSE | 0 | FALSE | 0 | FALSE | 0 | FALSE | 0 | TRUE | 1400 | FALSE | 0 | FALSE | 0 | FALSE | 0 | FALSE | 0 | FALSE | 0 | FALSE | 0 | FALSE | 0 | FALSE | 0 | FALSE | 0 | FALSE | 0 | FALSE | 0 | FALSE | 0 | FALSE | 0 | FALSE | 0 | FALSE | 0 | FALSE | 0 | FALSE | 0 | FALSE | 0 | FALSE | 0 | FALSE | 0
50 |  | 0 | 2361 | FALSE |  | FALSE |  | FALSE |  | FALSE |  | FALSE |  | FALSE |  | FALSE |  | FALSE |  | FALSE |  | FALSE |  | FALSE |  | FALSE |  | FALSE |  | FALSE | 0 | FALSE | 0 | FALSE | 0 | FALSE | 0 | FALSE | 0 | FALSE | 0 | FALSE | 0 | FALSE | 0 | FALSE | 0 | FALSE | 0 | FALSE | 0 | FALSE | 0 | FALSE | 0 | FALSE | 0 | FALSE | 0 | FALSE | 0 | FALSE | 0 | TRUE | 1400 | FALSE | 0 | FALSE | 0 | FALSE | 0 | FALSE | 0 | FALSE | 0 | FALSE | 0 | FALSE | 0 | FALSE | 0 | FALSE | 0 | FALSE | 0 | FALSE | 0 | FALSE | 0 | FALSE | 0 | FALSE | 0 | FALSE | 0 | FALSE | 0 | FALSE | 0 | FALSE | 0 | FALSE | 0 | FALSE | 0
50 |  | 0 | 2360 | FALSE |  | FALSE |  | FALSE |  | FALSE |  | FALSE |  | FALSE |  | FALSE |  | FALSE |  | FALSE |  | FALSE |  | FALSE |  | FALSE |  | FALSE |  | FALSE | 0 | FALSE | 0 | FALSE | 0 | FALSE | 0 | FALSE | 0 | FALSE | 0 | FALSE | 0 | FALSE | 0 | FALSE | 0 | FALSE | 0 | FALSE | 0 | FALSE | 0 | FALSE | 0 | FALSE | 0 | FALSE | 0 | FALSE | 0 | FALSE | 0 | TRUE | 1400 | FALSE | 0 | FALSE | 0 | FALSE | 0 | FALSE | 0 | FALSE | 0 | FALSE | 0 | FALSE | 0 | FALSE | 0 | FALSE | 0 | FALSE | 0 | FALSE | 0 | FALSE | 0 | FALSE | 0 | FALSE | 0 | FALSE | 0 | FALSE | 0 | FALSE | 0 | FALSE | 0 | FALSE | 0 | FALSE | 0
50 |  | 0 | 2359 | FALSE |  | FALSE |  | FALSE |  | FALSE |  | FALSE |  | FALSE |  | FALSE |  | FALSE |  | FALSE |  | FALSE |  | FALSE |  | FALSE |  | FALSE |  | FALSE | 0 | FALSE | 0 | FALSE | 0 | FALSE | 0 | FALSE | 0 | FALSE | 0 | FALSE | 0 | FALSE | 0 | FALSE | 0 | FALSE | 0 | FALSE | 0 | FALSE | 0 | FALSE | 0 | FALSE | 0 | FALSE | 0 | FALSE | 0 | FALSE | 0 | TRUE | 1400 | FALSE | 0 | FALSE | 0 | FALSE | 0 | FALSE | 0 | FALSE | 0 | FALSE | 0 | FALSE | 0 | FALSE | 0 | FALSE | 0 | FALSE | 0 | FALSE | 0 | FALSE | 0 | FALSE | 0 | FALSE | 0 | FALSE | 0 | FALSE | 0 | FALSE | 0 | FALSE | 0 | FALSE | 0 | FALSE | 0
50 |  | 0 | 2358 | FALSE |  | FALSE |  | FALSE |  | FALSE |  | FALSE |  | FALSE |  | FALSE |  | FALSE |  | FALSE |  | FALSE |  | FALSE |  | FALSE |  | FALSE |  | FALSE | 0 | FALSE | 0 | FALSE | 0 | FALSE | 0 | FALSE | 0 | FALSE | 0 | FALSE | 0 | FALSE | 0 | FALSE | 0 | FALSE | 0 | FALSE | 0 | FALSE | 0 | FALSE | 0 | FALSE | 0 | FALSE | 0 | FALSE | 0 | FALSE | 0 | TRUE | 1400 | FALSE | 0 | FALSE | 0 | FALSE | 0 | FALSE | 0 | FALSE | 0 | FALSE | 0 | FALSE | 0 | FALSE | 0 | FALSE | 0 | FALSE | 0 | FALSE | 0 | FALSE | 0 | FALSE | 0 | FALSE | 0 | FALSE | 0 | FALSE | 0 | FALSE | 0 | FALSE | 0 | FALSE | 0 | FALSE | 0
50 |  | 0 | 2357 | FALSE |  | FALSE |  | FALSE |  | FALSE |  | FALSE |  | FALSE |  | FALSE |  | FALSE |  | FALSE |  | FALSE |  | FALSE |  | FALSE |  | FALSE |  | FALSE | 0 | FALSE | 0 | FALSE | 0 | FALSE | 0 | FALSE | 0 | FALSE | 0 | FALSE | 0 | FALSE | 0 | FALSE | 0 | FALSE | 0 | FALSE | 0 | FALSE | 0 | FALSE | 0 | FALSE | 0 | FALSE | 0 | FALSE | 0 | FALSE | 0 | TRUE | 1400 | FALSE | 0 | FALSE | 0 | FALSE | 0 | FALSE | 0 | FALSE | 0 | FALSE | 0 | FALSE | 0 | FALSE | 0 | FALSE | 0 | FALSE | 0 | FALSE | 0 | FALSE | 0 | FALSE | 0 | FALSE | 0 | FALSE | 0 | FALSE | 0 | FALSE | 0 | FALSE | 0 | FALSE | 0 | FALSE | 0
50 |  | 0 | 2356 | FALSE |  | FALSE |  | FALSE |  | FALSE |  | FALSE |  | FALSE |  | FALSE |  | FALSE |  | FALSE |  | FALSE |  | FALSE |  | FALSE |  | FALSE |  | FALSE | 0 | FALSE | 0 | FALSE | 0 | FALSE | 0 | FALSE | 0 | FALSE | 0 | FALSE | 0 | FALSE | 0 | FALSE | 0 | FALSE | 0 | FALSE | 0 | FALSE | 0 | FALSE | 0 | FALSE | 0 | FALSE | 0 | FALSE | 0 | FALSE | 0 | TRUE | 1400 | FALSE | 0 | FALSE | 0 | FALSE | 0 | FALSE | 0 | FALSE | 0 | FALSE | 0 | FALSE | 0 | FALSE | 0 | FALSE | 0 | FALSE | 0 | FALSE | 0 | FALSE | 0 | FALSE | 0 | FALSE | 0 | FALSE | 0 | FALSE | 0 | FALSE | 0 | FALSE | 0 | FALSE | 0 | FALSE | 0
50 |  | 0 | 2355 | FALSE |  | FALSE |  | FALSE |  | FALSE |  | FALSE |  | FALSE |  | FALSE |  | FALSE |  | FALSE |  | FALSE |  | FALSE |  | FALSE |  | FALSE |  | FALSE | 0 | FALSE | 0 | FALSE | 0 | FALSE | 0 | FALSE | 0 | FALSE | 0 | FALSE | 0 | FALSE | 0 | FALSE | 0 | FALSE | 0 | FALSE | 0 | FALSE | 0 | FALSE | 0 | FALSE | 0 | FALSE | 0 | FALSE | 0 | FALSE | 0 | TRUE | 1400 | FALSE | 0 | FALSE | 0 | FALSE | 0 | FALSE | 0 | FALSE | 0 | FALSE | 0 | FALSE | 0 | FALSE | 0 | FALSE | 0 | FALSE | 0 | FALSE | 0 | FALSE | 0 | FALSE | 0 | FALSE | 0 | FALSE | 0 | FALSE | 0 | FALSE | 0 | FALSE | 0 | FALSE | 0 | FALSE | 0
50 |  | 0 | 2354 | FALSE |  | FALSE |  | FALSE |  | FALSE |  | FALSE |  | FALSE |  | FALSE |  | FALSE |  | FALSE |  | FALSE |  | FALSE |  | FALSE |  | FALSE |  | FALSE | 0 | FALSE | 0 | FALSE | 0 | FALSE | 0 | FALSE | 0 | FALSE | 0 | FALSE | 0 | FALSE | 0 | FALSE | 0 | FALSE | 0 | FALSE | 0 | FALSE | 0 | FALSE | 0 | FALSE | 0 | FALSE | 0 | FALSE | 0 | FALSE | 0 | TRUE | 1400 | FALSE | 0 | FALSE | 0 | FALSE | 0 | FALSE | 0 | FALSE | 0 | FALSE | 0 | FALSE | 0 | FALSE | 0 | FALSE | 0 | FALSE | 0 | FALSE | 0 | FALSE | 0 | FALSE | 0 | FALSE | 0 | FALSE | 0 | FALSE | 0 | FALSE | 0 | FALSE | 0 | FALSE | 0 | FALSE | 0
50 |  | 0 | 2353 | FALSE |  | FALSE |  | FALSE |  | FALSE |  | FALSE |  | FALSE |  | FALSE |  | FALSE |  | FALSE |  | FALSE |  | FALSE |  | FALSE |  | FALSE |  | FALSE | 0 | FALSE | 0 | FALSE | 0 | FALSE | 0 | FALSE | 0 | FALSE | 0 | FALSE | 0 | FALSE | 0 | FALSE | 0 | FALSE | 0 | FALSE | 0 | FALSE | 0 | FALSE | 0 | FALSE | 0 | FALSE | 0 | FALSE | 0 | FALSE | 0 | TRUE | 1400 | FALSE | 0 | FALSE | 0 | FALSE | 0 | FALSE | 0 | FALSE | 0 | FALSE | 0 | FALSE | 0 | FALSE | 0 | FALSE | 0 | FALSE | 0 | FALSE | 0 | FALSE | 0 | FALSE | 0 | FALSE | 0 | FALSE | 0 | FALSE | 0 | FALSE | 0 | FALSE | 0 | FALSE | 0 | FALSE | 0
50 |  | 0 | 2352 | FALSE |  | FALSE |  | FALSE |  | FALSE |  | FALSE |  | FALSE |  | FALSE |  | FALSE |  | FALSE |  | FALSE |  | FALSE |  | FALSE |  | FALSE |  | FALSE | 0 | FALSE | 0 | FALSE | 0 | FALSE | 0 | FALSE | 0 | FALSE | 0 | FALSE | 0 | FALSE | 0 | FALSE | 0 | FALSE | 0 | FALSE | 0 | FALSE | 0 | FALSE | 0 | FALSE | 0 | FALSE | 0 | FALSE | 0 | FALSE | 0 | TRUE | 1400 | FALSE | 0 | FALSE | 0 | FALSE | 0 | FALSE | 0 | FALSE | 0 | FALSE | 0 | FALSE | 0 | FALSE | 0 | FALSE | 0 | FALSE | 0 | FALSE | 0 | FALSE | 0 | FALSE | 0 | FALSE | 0 | FALSE | 0 | FALSE | 0 | FALSE | 0 | FALSE | 0 | FALSE | 0 | FALSE | 0
50 |  | 0 | 2351 | FALSE |  | FALSE |  | FALSE |  | FALSE |  | FALSE |  | FALSE |  | FALSE |  | FALSE |  | FALSE |  | FALSE |  | FALSE |  | FALSE |  | FALSE |  | FALSE | 0 | FALSE | 0 | FALSE | 0 | FALSE | 0 | FALSE | 0 | FALSE | 0 | FALSE | 0 | FALSE | 0 | FALSE | 0 | FALSE | 0 | FALSE | 0 | FALSE | 0 | FALSE | 0 | FALSE | 0 | FALSE | 0 | FALSE | 0 | FALSE | 0 | TRUE | 1400 | FALSE | 0 | FALSE | 0 | FALSE | 0 | FALSE | 0 | FALSE | 0 | FALSE | 0 | FALSE | 0 | FALSE | 0 | FALSE | 0 | FALSE | 0 | FALSE | 0 | FALSE | 0 | FALSE | 0 | FALSE | 0 | FALSE | 0 | FALSE | 0 | FALSE | 0 | FALSE | 0 | FALSE | 0 | FALSE | 0
50 |  | 0 | 2350 | FALSE |  | FALSE |  | FALSE |  | FALSE |  | FALSE |  | FALSE |  | FALSE |  | FALSE |  | FALSE |  | FALSE |  | FALSE |  | FALSE |  | FALSE |  | FALSE | 0 | FALSE | 0 | FALSE | 0 | FALSE | 0 | FALSE | 0 | FALSE | 0 | FALSE | 0 | FALSE | 0 | FALSE | 0 | FALSE | 0 | FALSE | 0 | FALSE | 0 | FALSE | 0 | FALSE | 0 | FALSE | 0 | FALSE | 0 | FALSE | 0 | TRUE | 1400 | FALSE | 0 | FALSE | 0 | FALSE | 0 | FALSE | 0 | FALSE | 0 | FALSE | 0 | FALSE | 0 | FALSE | 0 | FALSE | 0 | FALSE | 0 | FALSE | 0 | FALSE | 0 | FALSE | 0 | FALSE | 0 | FALSE | 0 | FALSE | 0 | FALSE | 0 | FALSE | 0 | FALSE | 0 | FALSE | 0
50 |  | 0 | 2349 | FALSE |  | FALSE |  | FALSE |  | FALSE |  | FALSE |  | FALSE |  | FALSE |  | FALSE |  | FALSE |  | FALSE |  | FALSE |  | FALSE |  | FALSE |  | FALSE | 0 | FALSE | 0 | FALSE | 0 | FALSE | 0 | FALSE | 0 | FALSE | 0 | FALSE | 0 | FALSE | 0 | FALSE | 0 | FALSE | 0 | FALSE | 0 | FALSE | 0 | FALSE | 0 | FALSE | 0 | FALSE | 0 | FALSE | 0 | FALSE | 0 | TRUE | 1400 | FALSE | 0 | FALSE | 0 | FALSE | 0 | FALSE | 0 | FALSE | 0 | FALSE | 0 | FALSE | 0 | FALSE | 0 | FALSE | 0 | FALSE | 0 | FALSE | 0 | FALSE | 0 | FALSE | 0 | FALSE | 0 | FALSE | 0 | FALSE | 0 | FALSE | 0 | FALSE | 0 | FALSE | 0 | FALSE | 0
50 |  | 0 | 2348 | FALSE |  | FALSE |  | FALSE |  | FALSE |  | FALSE |  | FALSE |  | FALSE |  | FALSE |  | FALSE |  | FALSE |  | FALSE |  | FALSE |  | FALSE |  | FALSE | 0 | FALSE | 0 | FALSE | 0 | FALSE | 0 | FALSE | 0 | FALSE | 0 | FALSE | 0 | FALSE | 0 | FALSE | 0 | FALSE | 0 | FALSE | 0 | FALSE | 0 | FALSE | 0 | FALSE | 0 | FALSE | 0 | FALSE | 0 | FALSE | 0 | TRUE | 1400 | FALSE | 0 | FALSE | 0 | FALSE | 0 | FALSE | 0 | FALSE | 0 | FALSE | 0 | FALSE | 0 | FALSE | 0 | FALSE | 0 | FALSE | 0 | FALSE | 0 | FALSE | 0 | FALSE | 0 | FALSE | 0 | FALSE | 0 | FALSE | 0 | FALSE | 0 | FALSE | 0 | FALSE | 0 | FALSE | 0
50 |  | 0 | 2347 | FALSE |  | FALSE |  | FALSE |  | FALSE |  | FALSE |  | FALSE |  | FALSE |  | FALSE |  | FALSE |  | FALSE |  | FALSE |  | FALSE |  | FALSE |  | FALSE | 0 | FALSE | 0 | FALSE | 0 | FALSE | 0 | FALSE | 0 | FALSE | 0 | FALSE | 0 | FALSE | 0 | FALSE | 0 | FALSE | 0 | FALSE | 0 | FALSE | 0 | FALSE | 0 | FALSE | 0 | FALSE | 0 | FALSE | 0 | FALSE | 0 | TRUE | 1400 | FALSE | 0 | FALSE | 0 | FALSE | 0 | FALSE | 0 | FALSE | 0 | FALSE | 0 | FALSE | 0 | FALSE | 0 | FALSE | 0 | FALSE | 0 | FALSE | 0 | FALSE | 0 | FALSE | 0 | FALSE | 0 | FALSE | 0 | FALSE | 0 | FALSE | 0 | FALSE | 0 | FALSE | 0 | FALSE | 0
50 |  | 0 | 2346 | FALSE |  | FALSE |  | FALSE |  | FALSE |  | FALSE |  | FALSE |  | FALSE |  | FALSE |  | FALSE |  | FALSE |  | FALSE |  | FALSE |  | FALSE |  | FALSE | 0 | FALSE | 0 | FALSE | 0 | FALSE | 0 | FALSE | 0 | FALSE | 0 | FALSE | 0 | FALSE | 0 | FALSE | 0 | FALSE | 0 | FALSE | 0 | FALSE | 0 | FALSE | 0 | FALSE | 0 | FALSE | 0 | FALSE | 0 | FALSE | 0 | TRUE | 1400 | FALSE | 0 | FALSE | 0 | FALSE | 0 | FALSE | 0 | FALSE | 0 | FALSE | 0 | FALSE | 0 | FALSE | 0 | FALSE | 0 | FALSE | 0 | FALSE | 0 | FALSE | 0 | FALSE | 0 | FALSE | 0 | FALSE | 0 | FALSE | 0 | FALSE | 0 | FALSE | 0 | FALSE | 0 | FALSE | 0
50 |  | 0 | 2345 | FALSE |  | FALSE |  | FALSE |  | FALSE |  | FALSE |  | FALSE |  | FALSE |  | FALSE |  | FALSE |  | FALSE |  | FALSE |  | FALSE |  | FALSE |  | FALSE | 0 | FALSE | 0 | FALSE | 0 | FALSE | 0 | FALSE | 0 | FALSE | 0 | FALSE | 0 | FALSE | 0 | FALSE | 0 | FALSE | 0 | FALSE | 0 | FALSE | 0 | FALSE | 0 | FALSE | 0 | FALSE | 0 | FALSE | 0 | FALSE | 0 | TRUE | 1400 | FALSE | 0 | FALSE | 0 | FALSE | 0 | FALSE | 0 | FALSE | 0 | FALSE | 0 | FALSE | 0 | FALSE | 0 | FALSE | 0 | FALSE | 0 | FALSE | 0 | FALSE | 0 | FALSE | 0 | FALSE | 0 | FALSE | 0 | FALSE | 0 | FALSE | 0 | FALSE | 0 | FALSE | 0 | FALSE | 0
50 |  | 0 | 2344 | FALSE |  | FALSE |  | FALSE |  | FALSE |  | FALSE |  | FALSE |  | FALSE |  | FALSE |  | FALSE |  | FALSE |  | FALSE |  | FALSE |  | FALSE |  | FALSE | 0 | FALSE | 0 | FALSE | 0 | FALSE | 0 | FALSE | 0 | FALSE | 0 | FALSE | 0 | FALSE | 0 | FALSE | 0 | FALSE | 0 | FALSE | 0 | FALSE | 0 | FALSE | 0 | FALSE | 0 | FALSE | 0 | FALSE | 0 | FALSE | 0 | TRUE | 1400 | FALSE | 0 | FALSE | 0 | FALSE | 0 | FALSE | 0 | FALSE | 0 | FALSE | 0 | FALSE | 0 | FALSE | 0 | FALSE | 0 | FALSE | 0 | FALSE | 0 | FALSE | 0 | FALSE | 0 | FALSE | 0 | FALSE | 0 | FALSE | 0 | FALSE | 0 | FALSE | 0 | FALSE | 0 | FALSE | 0
50 |  | 0 | 2343 | FALSE |  | FALSE |  | FALSE |  | FALSE |  | FALSE |  | FALSE |  | FALSE |  | FALSE |  | FALSE |  | FALSE |  | FALSE |  | FALSE |  | FALSE |  | FALSE | 0 | FALSE | 0 | FALSE | 0 | FALSE | 0 | FALSE | 0 | FALSE | 0 | FALSE | 0 | FALSE | 0 | FALSE | 0 | FALSE | 0 | FALSE | 0 | FALSE | 0 | FALSE | 0 | FALSE | 0 | FALSE | 0 | FALSE | 0 | FALSE | 0 | TRUE | 1400 | FALSE | 0 | FALSE | 0 | FALSE | 0 | FALSE | 0 | FALSE | 0 | FALSE | 0 | FALSE | 0 | FALSE | 0 | FALSE | 0 | FALSE | 0 | FALSE | 0 | FALSE | 0 | FALSE | 0 | FALSE | 0 | FALSE | 0 | FALSE | 0 | FALSE | 0 | FALSE | 0 | FALSE | 0 | FALSE | 0
50 |  | 0 | 2342 | FALSE |  | FALSE |  | FALSE |  | FALSE |  | FALSE |  | FALSE |  | FALSE |  | FALSE |  | FALSE |  | FALSE |  | FALSE |  | FALSE |  | FALSE |  | FALSE | 0 | FALSE | 0 | FALSE | 0 | FALSE | 0 | FALSE | 0 | FALSE | 0 | FALSE | 0 | FALSE | 0 | FALSE | 0 | FALSE | 0 | FALSE | 0 | FALSE | 0 | FALSE | 0 | FALSE | 0 | FALSE | 0 | FALSE | 0 | FALSE | 0 | TRUE | 1400 | FALSE | 0 | FALSE | 0 | FALSE | 0 | FALSE | 0 | FALSE | 0 | FALSE | 0 | FALSE | 0 | FALSE | 0 | FALSE | 0 | FALSE | 0 | FALSE | 0 | FALSE | 0 | FALSE | 0 | FALSE | 0 | FALSE | 0 | FALSE | 0 | FALSE | 0 | FALSE | 0 | FALSE | 0 | FALSE | 0
50 |  | 0 | 2341 | FALSE |  | FALSE |  | FALSE |  | FALSE |  | FALSE |  | FALSE |  | FALSE |  | FALSE |  | FALSE |  | FALSE |  | FALSE |  | FALSE |  | FALSE |  | FALSE | 0 | FALSE | 0 | FALSE | 0 | FALSE | 0 | FALSE | 0 | FALSE | 0 | FALSE | 0 | FALSE | 0 | FALSE | 0 | FALSE | 0 | FALSE | 0 | FALSE | 0 | FALSE | 0 | FALSE | 0 | FALSE | 0 | FALSE | 0 | FALSE | 0 | TRUE | 1400 | FALSE | 0 | FALSE | 0 | FALSE | 0 | FALSE | 0 | FALSE | 0 | FALSE | 0 | FALSE | 0 | FALSE | 0 | FALSE | 0 | FALSE | 0 | FALSE | 0 | FALSE | 0 | FALSE | 0 | FALSE | 0 | FALSE | 0 | FALSE | 0 | FALSE | 0 | FALSE | 0 | FALSE | 0 | FALSE | 0
50 |  | 0 | 2340 | FALSE |  | FALSE |  | FALSE |  | FALSE |  | FALSE |  | FALSE |  | FALSE |  | FALSE |  | FALSE |  | FALSE |  | FALSE |  | FALSE |  | FALSE |  | FALSE | 0 | FALSE | 0 | FALSE | 0 | FALSE | 0 | FALSE | 0 | FALSE | 0 | FALSE | 0 | FALSE | 0 | FALSE | 0 | FALSE | 0 | FALSE | 0 | FALSE | 0 | FALSE | 0 | FALSE | 0 | FALSE | 0 | FALSE | 0 | FALSE | 0 | TRUE | 1400 | FALSE | 0 | FALSE | 0 | FALSE | 0 | FALSE | 0 | FALSE | 0 | FALSE | 0 | FALSE | 0 | FALSE | 0 | FALSE | 0 | FALSE | 0 | FALSE | 0 | FALSE | 0 | FALSE | 0 | FALSE | 0 | FALSE | 0 | FALSE | 0 | FALSE | 0 | FALSE | 0 | FALSE | 0 | FALSE | 0
50 |  | 0 | 2339 | FALSE |  | FALSE |  | FALSE |  | FALSE |  | FALSE |  | FALSE |  | FALSE |  | FALSE |  | FALSE |  | FALSE |  | FALSE |  | FALSE |  | FALSE |  | FALSE | 0 | FALSE | 0 | FALSE | 0 | FALSE | 0 | FALSE | 0 | FALSE | 0 | FALSE | 0 | FALSE | 0 | FALSE | 0 | FALSE | 0 | FALSE | 0 | FALSE | 0 | FALSE | 0 | FALSE | 0 | FALSE | 0 | FALSE | 0 | FALSE | 0 | TRUE | 1400 | FALSE | 0 | FALSE | 0 | FALSE | 0 | FALSE | 0 | FALSE | 0 | FALSE | 0 | FALSE | 0 | FALSE | 0 | FALSE | 0 | FALSE | 0 | FALSE | 0 | FALSE | 0 | FALSE | 0 | FALSE | 0 | FALSE | 0 | FALSE | 0 | FALSE | 0 | FALSE | 0 | FALSE | 0 | FALSE | 0
50 |  | 0 | 2338 | FALSE |  | FALSE |  | FALSE |  | FALSE |  | FALSE |  | FALSE |  | FALSE |  | FALSE |  | FALSE |  | FALSE |  | FALSE |  | FALSE |  | FALSE |  | FALSE | 0 | FALSE | 0 | FALSE | 0 | FALSE | 0 | FALSE | 0 | FALSE | 0 | FALSE | 0 | FALSE | 0 | FALSE | 0 | FALSE | 0 | FALSE | 0 | FALSE | 0 | FALSE | 0 | FALSE | 0 | FALSE | 0 | FALSE | 0 | FALSE | 0 | TRUE | 1400 | FALSE | 0 | FALSE | 0 | FALSE | 0 | FALSE | 0 | FALSE | 0 | FALSE | 0 | FALSE | 0 | FALSE | 0 | FALSE | 0 | FALSE | 0 | FALSE | 0 | FALSE | 0 | FALSE | 0 | FALSE | 0 | FALSE | 0 | FALSE | 0 | FALSE | 0 | FALSE | 0 | FALSE | 0 | FALSE | 0
50 |  | 0 | 2337 | FALSE |  | FALSE |  | FALSE |  | FALSE |  | FALSE |  | FALSE |  | FALSE |  | FALSE |  | FALSE |  | FALSE |  | FALSE |  | FALSE |  | FALSE |  | FALSE | 0 | FALSE | 0 | FALSE | 0 | FALSE | 0 | FALSE | 0 | FALSE | 0 | FALSE | 0 | FALSE | 0 | FALSE | 0 | FALSE | 0 | FALSE | 0 | FALSE | 0 | FALSE | 0 | FALSE | 0 | FALSE | 0 | FALSE | 0 | FALSE | 0 | TRUE | 1400 | FALSE | 0 | FALSE | 0 | FALSE | 0 | FALSE | 0 | FALSE | 0 | FALSE | 0 | FALSE | 0 | FALSE | 0 | FALSE | 0 | FALSE | 0 | FALSE | 0 | FALSE | 0 | FALSE | 0 | FALSE | 0 | FALSE | 0 | FALSE | 0 | FALSE | 0 | FALSE | 0 | FALSE | 0 | FALSE | 0
50 |  | 0 | 2336 | FALSE |  | FALSE |  | FALSE |  | FALSE |  | FALSE |  | FALSE |  | FALSE |  | FALSE |  | FALSE |  | FALSE |  | FALSE |  | FALSE |  | FALSE |  | FALSE | 0 | FALSE | 0 | FALSE | 0 | FALSE | 0 | FALSE | 0 | FALSE | 0 | FALSE | 0 | FALSE | 0 | FALSE | 0 | FALSE | 0 | FALSE | 0 | FALSE | 0 | FALSE | 0 | FALSE | 0 | FALSE | 0 | FALSE | 0 | FALSE | 0 | TRUE | 1400 | FALSE | 0 | FALSE | 0 | FALSE | 0 | FALSE | 0 | FALSE | 0 | FALSE | 0 | FALSE | 0 | FALSE | 0 | FALSE | 0 | FALSE | 0 | FALSE | 0 | FALSE | 0 | FALSE | 0 | FALSE | 0 | FALSE | 0 | FALSE | 0 | FALSE | 0 | FALSE | 0 | FALSE | 0 | FALSE | 0
50 |  | 0 | 2335 | FALSE |  | FALSE |  | FALSE |  | FALSE |  | FALSE |  | FALSE |  | FALSE |  | FALSE |  | FALSE |  | FALSE |  | FALSE |  | FALSE |  | FALSE |  | FALSE | 0 | FALSE | 0 | FALSE | 0 | FALSE | 0 | FALSE | 0 | FALSE | 0 | FALSE | 0 | FALSE | 0 | FALSE | 0 | FALSE | 0 | FALSE | 0 | FALSE | 0 | FALSE | 0 | FALSE | 0 | FALSE | 0 | FALSE | 0 | FALSE | 0 | TRUE | 1400 | FALSE | 0 | FALSE | 0 | FALSE | 0 | FALSE | 0 | FALSE | 0 | FALSE | 0 | FALSE | 0 | FALSE | 0 | FALSE | 0 | FALSE | 0 | FALSE | 0 | FALSE | 0 | FALSE | 0 | FALSE | 0 | FALSE | 0 | FALSE | 0 | FALSE | 0 | FALSE | 0 | FALSE | 0 | FALSE | 0
50 |  | 0 | 2334 | FALSE |  | FALSE |  | FALSE |  | FALSE |  | FALSE |  | FALSE |  | FALSE |  | FALSE |  | FALSE |  | FALSE |  | FALSE |  | FALSE |  | FALSE |  | FALSE | 0 | FALSE | 0 | FALSE | 0 | FALSE | 0 | FALSE | 0 | FALSE | 0 | FALSE | 0 | FALSE | 0 | FALSE | 0 | FALSE | 0 | FALSE | 0 | FALSE | 0 | FALSE | 0 | FALSE | 0 | FALSE | 0 | FALSE | 0 | FALSE | 0 | TRUE | 1400 | FALSE | 0 | FALSE | 0 | FALSE | 0 | FALSE | 0 | FALSE | 0 | FALSE | 0 | FALSE | 0 | FALSE | 0 | FALSE | 0 | FALSE | 0 | FALSE | 0 | FALSE | 0 | FALSE | 0 | FALSE | 0 | FALSE | 0 | FALSE | 0 | FALSE | 0 | FALSE | 0 | FALSE | 0 | FALSE | 0
50 |  | 0 | 2333 | FALSE |  | FALSE |  | FALSE |  | FALSE |  | FALSE |  | FALSE |  | FALSE |  | FALSE |  | FALSE |  | FALSE |  | FALSE |  | FALSE |  | FALSE |  | FALSE | 0 | FALSE | 0 | FALSE | 0 | FALSE | 0 | FALSE | 0 | FALSE | 0 | FALSE | 0 | FALSE | 0 | FALSE | 0 | FALSE | 0 | FALSE | 0 | FALSE | 0 | FALSE | 0 | FALSE | 0 | FALSE | 0 | FALSE | 0 | FALSE | 0 | TRUE | 1400 | FALSE | 0 | FALSE | 0 | FALSE | 0 | FALSE | 0 | FALSE | 0 | FALSE | 0 | FALSE | 0 | FALSE | 0 | FALSE | 0 | FALSE | 0 | FALSE | 0 | FALSE | 0 | FALSE | 0 | FALSE | 0 | FALSE | 0 | FALSE | 0 | FALSE | 0 | FALSE | 0 | FALSE | 0 | FALSE | 0
50 |  | 0 | 2332 | FALSE |  | FALSE |  | FALSE |  | FALSE |  | FALSE |  | FALSE |  | FALSE |  | FALSE |  | FALSE |  | FALSE |  | FALSE |  | FALSE |  | FALSE |  | FALSE | 0 | FALSE | 0 | FALSE | 0 | FALSE | 0 | FALSE | 0 | FALSE | 0 | FALSE | 0 | FALSE | 0 | FALSE | 0 | FALSE | 0 | FALSE | 0 | FALSE | 0 | FALSE | 0 | FALSE | 0 | FALSE | 0 | FALSE | 0 | FALSE | 0 | TRUE | 1400 | FALSE | 0 | FALSE | 0 | FALSE | 0 | FALSE | 0 | FALSE | 0 | FALSE | 0 | FALSE | 0 | FALSE | 0 | FALSE | 0 | FALSE | 0 | FALSE | 0 | FALSE | 0 | FALSE | 0 | FALSE | 0 | FALSE | 0 | FALSE | 0 | FALSE | 0 | FALSE | 0 | FALSE | 0 | FALSE | 0
50 |  | 0 | 2331 | FALSE |  | FALSE |  | FALSE |  | FALSE |  | FALSE |  | FALSE |  | FALSE |  | FALSE |  | FALSE |  | FALSE |  | FALSE |  | FALSE |  | FALSE | 0 | FALSE | 0 | FALSE | 0 | FALSE | 0 | FALSE | 0 | FALSE | 0 | FALSE | 0 | FALSE | 0 | FALSE | 0 | FALSE | 0 | FALSE | 0 | FALSE | 0 | FALSE | 0 | FALSE | 0 | FALSE | 0 | FALSE | 0 | FALSE | 0 | FALSE | 0 | TRUE | 1400 | FALSE | 0 | FALSE | 0 | FALSE | 0 | FALSE | 0 | FALSE | 0 | FALSE | 0 | FALSE | 0 | FALSE | 0 | FALSE | 0 | FALSE | 0 | FALSE | 0 | FALSE | 0 | FALSE | 0 | FALSE | 0 | FALSE | 0 | FALSE | 0 | FALSE | 0 | FALSE | 0 | FALSE | 0 | FALSE | 0
50 |  | 0 | 2330 | FALSE |  | FALSE |  | FALSE |  | FALSE |  | FALSE |  | FALSE |  | FALSE |  | FALSE |  | FALSE |  | FALSE |  | FALSE |  | FALSE |  | FALSE | 0 | FALSE | 0 | FALSE | 0 | FALSE | 0 | FALSE | 0 | FALSE | 0 | FALSE | 0 | FALSE | 0 | FALSE | 0 | FALSE | 0 | FALSE | 0 | FALSE | 0 | FALSE | 0 | FALSE | 0 | FALSE | 0 | FALSE | 0 | FALSE | 0 | FALSE | 0 | TRUE | 1400 | FALSE | 0 | FALSE | 0 | FALSE | 0 | FALSE | 0 | FALSE | 0 | FALSE | 0 | FALSE | 0 | FALSE | 0 | FALSE | 0 | FALSE | 0 | FALSE | 0 | FALSE | 0 | FALSE | 0 | FALSE | 0 | FALSE | 0 | FALSE | 0 | FALSE | 0 | FALSE | 0 | FALSE | 0 | FALSE | 0
50 |  | 0 | 2329 | FALSE |  | FALSE |  | FALSE |  | FALSE |  | FALSE |  | FALSE |  | FALSE |  | FALSE |  | FALSE |  | FALSE |  | FALSE |  | FALSE |  | FALSE | 0 | FALSE | 0 | FALSE | 0 | FALSE | 0 | FALSE | 0 | FALSE | 0 | FALSE | 0 | FALSE | 0 | FALSE | 0 | FALSE | 0 | FALSE | 0 | FALSE | 0 | FALSE | 0 | FALSE | 0 | FALSE | 0 | FALSE | 0 | FALSE | 0 | FALSE | 0 | TRUE | 1400 | FALSE | 0 | FALSE | 0 | FALSE | 0 | FALSE | 0 | FALSE | 0 | FALSE | 0 | FALSE | 0 | FALSE | 0 | FALSE | 0 | FALSE | 0 | FALSE | 0 | FALSE | 0 | FALSE | 0 | FALSE | 0 | FALSE | 0 | FALSE | 0 | FALSE | 0 | FALSE | 0 | FALSE | 0 | FALSE | 0
50 |  | 0 | 2328 | FALSE |  | FALSE |  | FALSE |  | FALSE |  | FALSE |  | FALSE |  | FALSE |  | FALSE |  | FALSE |  | FALSE |  | FALSE |  | FALSE |  | FALSE | 0 | FALSE | 0 | FALSE | 0 | FALSE | 0 | FALSE | 0 | FALSE | 0 | FALSE | 0 | FALSE | 0 | FALSE | 0 | FALSE | 0 | FALSE | 0 | FALSE | 0 | FALSE | 0 | FALSE | 0 | FALSE | 0 | FALSE | 0 | FALSE | 0 | FALSE | 0 | TRUE | 1400 | FALSE | 0 | FALSE | 0 | FALSE | 0 | FALSE | 0 | FALSE | 0 | FALSE | 0 | FALSE | 0 | FALSE | 0 | FALSE | 0 | FALSE | 0 | FALSE | 0 | FALSE | 0 | FALSE | 0 | FALSE | 0 | FALSE | 0 | FALSE | 0 | FALSE | 0 | FALSE | 0 | FALSE | 0 | FALSE | 0
50 |  | 0 | 2327 | FALSE |  | FALSE |  | FALSE |  | FALSE |  | FALSE |  | FALSE |  | FALSE |  | FALSE |  | FALSE |  | FALSE |  | FALSE |  | FALSE |  | FALSE | 0 | FALSE | 0 | FALSE | 0 | FALSE | 0 | FALSE | 0 | FALSE | 0 | FALSE | 0 | FALSE | 0 | FALSE | 0 | FALSE | 0 | FALSE | 0 | FALSE | 0 | FALSE | 0 | FALSE | 0 | FALSE | 0 | FALSE | 0 | FALSE | 0 | FALSE | 0 | TRUE | 1400 | FALSE | 0 | FALSE | 0 | FALSE | 0 | FALSE | 0 | FALSE | 0 | FALSE | 0 | FALSE | 0 | FALSE | 0 | FALSE | 0 | FALSE | 0 | FALSE | 0 | FALSE | 0 | FALSE | 0 | FALSE | 0 | FALSE | 0 | FALSE | 0 | FALSE | 0 | FALSE | 0 | FALSE | 0 | FALSE | 0
50 |  | 0 | 2326 | FALSE |  | FALSE |  | FALSE |  | FALSE |  | FALSE |  | FALSE |  | FALSE |  | FALSE |  | FALSE |  | FALSE |  | FALSE |  | FALSE |  | FALSE | 0 | FALSE | 0 | FALSE | 0 | FALSE | 0 | FALSE | 0 | FALSE | 0 | FALSE | 0 | FALSE | 0 | FALSE | 0 | FALSE | 0 | FALSE | 0 | FALSE | 0 | FALSE | 0 | FALSE | 0 | FALSE | 0 | FALSE | 0 | FALSE | 0 | FALSE | 0 | TRUE | 1400 | FALSE | 0 | FALSE | 0 | FALSE | 0 | FALSE | 0 | FALSE | 0 | FALSE | 0 | FALSE | 0 | FALSE | 0 | FALSE | 0 | FALSE | 0 | FALSE | 0 | FALSE | 0 | FALSE | 0 | FALSE | 0 | FALSE | 0 | FALSE | 0 | FALSE | 0 | FALSE | 0 | FALSE | 0 | FALSE | 0
50 |  | 0 | 2325 | FALSE |  | FALSE |  | FALSE |  | FALSE |  | FALSE |  | FALSE |  | FALSE |  | FALSE |  | FALSE |  | FALSE |  | FALSE |  | FALSE |  | FALSE | 0 | FALSE | 0 | FALSE | 0 | FALSE | 0 | FALSE | 0 | FALSE | 0 | FALSE | 0 | FALSE | 0 | FALSE | 0 | FALSE | 0 | FALSE | 0 | FALSE | 0 | FALSE | 0 | FALSE | 0 | FALSE | 0 | FALSE | 0 | FALSE | 0 | FALSE | 0 | TRUE | 1400 | FALSE | 0 | FALSE | 0 | FALSE | 0 | FALSE | 0 | FALSE | 0 | FALSE | 0 | FALSE | 0 | FALSE | 0 | FALSE | 0 | FALSE | 0 | FALSE | 0 | FALSE | 0 | FALSE | 0 | FALSE | 0 | FALSE | 0 | FALSE | 0 | FALSE | 0 | FALSE | 0 | FALSE | 0 | FALSE | 0
50 |  | 0 | 2324 | FALSE |  | FALSE |  | FALSE |  | FALSE |  | FALSE |  | FALSE |  | FALSE |  | FALSE |  | FALSE |  | FALSE |  | FALSE |  | FALSE |  | FALSE | 0 | FALSE | 0 | FALSE | 0 | FALSE | 0 | FALSE | 0 | FALSE | 0 | FALSE | 0 | FALSE | 0 | FALSE | 0 | FALSE | 0 | FALSE | 0 | FALSE | 0 | FALSE | 0 | FALSE | 0 | FALSE | 0 | FALSE | 0 | FALSE | 0 | FALSE | 0 | TRUE | 1400 | FALSE | 0 | FALSE | 0 | FALSE | 0 | FALSE | 0 | FALSE | 0 | FALSE | 0 | FALSE | 0 | FALSE | 0 | FALSE | 0 | FALSE | 0 | FALSE | 0 | FALSE | 0 | FALSE | 0 | FALSE | 0 | FALSE | 0 | FALSE | 0 | FALSE | 0 | FALSE | 0 | FALSE | 0 | FALSE | 0
50 |  | 0 | 2323 | FALSE |  | FALSE |  | FALSE |  | FALSE |  | FALSE |  | FALSE |  | FALSE |  | FALSE |  | FALSE |  | FALSE |  | FALSE |  | FALSE |  | FALSE | 0 | FALSE | 0 | FALSE | 0 | FALSE | 0 | FALSE | 0 | FALSE | 0 | FALSE | 0 | FALSE | 0 | FALSE | 0 | FALSE | 0 | FALSE | 0 | FALSE | 0 | FALSE | 0 | FALSE | 0 | FALSE | 0 | FALSE | 0 | FALSE | 0 | FALSE | 0 | TRUE | 1400 | FALSE | 0 | FALSE | 0 | FALSE | 0 | FALSE | 0 | FALSE | 0 | FALSE | 0 | FALSE | 0 | FALSE | 0 | FALSE | 0 | FALSE | 0 | FALSE | 0 | FALSE | 0 | FALSE | 0 | FALSE | 0 | FALSE | 0 | FALSE | 0 | FALSE | 0 | FALSE | 0 | FALSE | 0 | FALSE | 0
50 |  | 0 | 2322 | FALSE |  | FALSE |  | FALSE |  | FALSE |  | FALSE |  | FALSE |  | FALSE |  | FALSE |  | FALSE |  | FALSE |  | FALSE |  | FALSE |  | FALSE | 0 | FALSE | 0 | FALSE | 0 | FALSE | 0 | FALSE | 0 | FALSE | 0 | FALSE | 0 | FALSE | 0 | FALSE | 0 | FALSE | 0 | FALSE | 0 | FALSE | 0 | FALSE | 0 | FALSE | 0 | FALSE | 0 | FALSE | 0 | FALSE | 0 | FALSE | 0 | TRUE | 1400 | FALSE | 0 | FALSE | 0 | FALSE | 0 | FALSE | 0 | FALSE | 0 | FALSE | 0 | FALSE | 0 | FALSE | 0 | FALSE | 0 | FALSE | 0 | FALSE | 0 | FALSE | 0 | FALSE | 0 | FALSE | 0 | FALSE | 0 | FALSE | 0 | FALSE | 0 | FALSE | 0 | FALSE | 0 | FALSE | 0
50 |  | 0 | 2321 | FALSE |  | FALSE |  | FALSE |  | FALSE |  | FALSE |  | FALSE |  | FALSE |  | FALSE |  | FALSE |  | FALSE |  | FALSE |  | FALSE |  | FALSE | 0 | FALSE | 0 | FALSE | 0 | FALSE | 0 | FALSE | 0 | FALSE | 0 | FALSE | 0 | FALSE | 0 | FALSE | 0 | FALSE | 0 | FALSE | 0 | FALSE | 0 | FALSE | 0 | FALSE | 0 | FALSE | 0 | FALSE | 0 | FALSE | 0 | FALSE | 0 | TRUE | 1400 | FALSE | 0 | FALSE | 0 | FALSE | 0 | FALSE | 0 | FALSE | 0 | FALSE | 0 | FALSE | 0 | FALSE | 0 | FALSE | 0 | FALSE | 0 | FALSE | 0 | FALSE | 0 | FALSE | 0 | FALSE | 0 | FALSE | 0 | FALSE | 0 | FALSE | 0 | FALSE | 0 | FALSE | 0 | FALSE | 0
50 |  | 0 | 2320 | FALSE |  | FALSE |  | FALSE |  | FALSE |  | FALSE |  | FALSE |  | FALSE |  | FALSE |  | FALSE |  | FALSE |  | FALSE |  | FALSE |  | FALSE | 0 | FALSE | 0 | FALSE | 0 | FALSE | 0 | FALSE | 0 | FALSE | 0 | FALSE | 0 | FALSE | 0 | FALSE | 0 | FALSE | 0 | FALSE | 0 | FALSE | 0 | FALSE | 0 | FALSE | 0 | FALSE | 0 | FALSE | 0 | FALSE | 0 | FALSE | 0 | TRUE | 1400 | FALSE | 0 | FALSE | 0 | FALSE | 0 | FALSE | 0 | FALSE | 0 | FALSE | 0 | FALSE | 0 | FALSE | 0 | FALSE | 0 | FALSE | 0 | FALSE | 0 | FALSE | 0 | FALSE | 0 | FALSE | 0 | FALSE | 0 | FALSE | 0 | FALSE | 0 | FALSE | 0 | FALSE | 0 | FALSE | 0
50 |  | 0 | 2319 | FALSE |  | FALSE |  | FALSE |  | FALSE |  | FALSE |  | FALSE |  | FALSE |  | FALSE |  | FALSE |  | FALSE |  | FALSE |  | FALSE |  | FALSE | 0 | FALSE | 0 | FALSE | 0 | FALSE | 0 | FALSE | 0 | FALSE | 0 | FALSE | 0 | FALSE | 0 | FALSE | 0 | FALSE | 0 | FALSE | 0 | FALSE | 0 | FALSE | 0 | FALSE | 0 | FALSE | 0 | FALSE | 0 | FALSE | 0 | FALSE | 0 | TRUE | 1400 | FALSE | 0 | FALSE | 0 | FALSE | 0 | FALSE | 0 | FALSE | 0 | FALSE | 0 | FALSE | 0 | FALSE | 0 | FALSE | 0 | FALSE | 0 | FALSE | 0 | FALSE | 0 | FALSE | 0 | FALSE | 0 | FALSE | 0 | FALSE | 0 | FALSE | 0 | FALSE | 0 | FALSE | 0 | FALSE | 0
50 |  | 0 | 2318 | FALSE |  | FALSE |  | FALSE |  | FALSE |  | FALSE |  | FALSE |  | FALSE |  | FALSE |  | FALSE |  | FALSE |  | FALSE |  | FALSE |  | FALSE | 0 | FALSE | 0 | FALSE | 0 | FALSE | 0 | FALSE | 0 | FALSE | 0 | FALSE | 0 | FALSE | 0 | FALSE | 0 | FALSE | 0 | FALSE | 0 | FALSE | 0 | FALSE | 0 | FALSE | 0 | FALSE | 0 | FALSE | 0 | FALSE | 0 | FALSE | 0 | TRUE | 1400 | FALSE | 0 | FALSE | 0 | FALSE | 0 | FALSE | 0 | FALSE | 0 | FALSE | 0 | FALSE | 0 | FALSE | 0 | FALSE | 0 | FALSE | 0 | FALSE | 0 | FALSE | 0 | FALSE | 0 | FALSE | 0 | FALSE | 0 | FALSE | 0 | FALSE | 0 | FALSE | 0 | FALSE | 0 | FALSE | 0
50 |  | 0 | 2317 | FALSE |  | FALSE |  | FALSE |  | FALSE |  | FALSE |  | FALSE |  | FALSE |  | FALSE |  | FALSE |  | FALSE |  | FALSE |  | FALSE |  | FALSE | 0 | FALSE | 0 | FALSE | 0 | FALSE | 0 | FALSE | 0 | FALSE | 0 | FALSE | 0 | FALSE | 0 | FALSE | 0 | FALSE | 0 | FALSE | 0 | FALSE | 0 | FALSE | 0 | FALSE | 0 | FALSE | 0 | FALSE | 0 | FALSE | 0 | FALSE | 0 | TRUE | 1400 | FALSE | 0 | FALSE | 0 | FALSE | 0 | FALSE | 0 | FALSE | 0 | FALSE | 0 | FALSE | 0 | FALSE | 0 | FALSE | 0 | FALSE | 0 | FALSE | 0 | FALSE | 0 | FALSE | 0 | FALSE | 0 | FALSE | 0 | FALSE | 0 | FALSE | 0 | FALSE | 0 | FALSE | 0 | FALSE | 0
50 |  | 0 | 2316 | FALSE |  | FALSE |  | FALSE |  | FALSE |  | FALSE |  | FALSE |  | FALSE |  | FALSE |  | FALSE |  | FALSE |  | FALSE |  | FALSE |  | FALSE | 0 | FALSE | 0 | FALSE | 0 | FALSE | 0 | FALSE | 0 | FALSE | 0 | FALSE | 0 | FALSE | 0 | FALSE | 0 | FALSE | 0 | FALSE | 0 | FALSE | 0 | FALSE | 0 | FALSE | 0 | FALSE | 0 | FALSE | 0 | FALSE | 0 | FALSE | 0 | TRUE | 1400 | FALSE | 0 | FALSE | 0 | FALSE | 0 | FALSE | 0 | FALSE | 0 | FALSE | 0 | FALSE | 0 | FALSE | 0 | FALSE | 0 | FALSE | 0 | FALSE | 0 | FALSE | 0 | FALSE | 0 | FALSE | 0 | FALSE | 0 | FALSE | 0 | FALSE | 0 | FALSE | 0 | FALSE | 0 | FALSE | 0
50 |  | 0 | 2315 | FALSE |  | FALSE |  | FALSE |  | FALSE |  | FALSE |  | FALSE |  | FALSE |  | FALSE |  | FALSE |  | FALSE |  | FALSE |  | FALSE |  | FALSE | 0 | FALSE | 0 | FALSE | 0 | FALSE | 0 | FALSE | 0 | FALSE | 0 | FALSE | 0 | FALSE | 0 | FALSE | 0 | FALSE | 0 | FALSE | 0 | FALSE | 0 | FALSE | 0 | FALSE | 0 | FALSE | 0 | FALSE | 0 | FALSE | 0 | FALSE | 0 | TRUE | 1400 | FALSE | 0 | FALSE | 0 | FALSE | 0 | FALSE | 0 | FALSE | 0 | FALSE | 0 | FALSE | 0 | FALSE | 0 | FALSE | 0 | FALSE | 0 | FALSE | 0 | FALSE | 0 | FALSE | 0 | FALSE | 0 | FALSE | 0 | FALSE | 0 | FALSE | 0 | FALSE | 0 | FALSE | 0 | FALSE | 0
50 |  | 0 | 2314 | FALSE |  | FALSE |  | FALSE |  | FALSE |  | FALSE |  | FALSE |  | FALSE |  | FALSE |  | FALSE |  | FALSE |  | FALSE |  | FALSE |  | FALSE | 0 | FALSE | 0 | FALSE | 0 | FALSE | 0 | FALSE | 0 | FALSE | 0 | FALSE | 0 | FALSE | 0 | FALSE | 0 | FALSE | 0 | FALSE | 0 | FALSE | 0 | FALSE | 0 | FALSE | 0 | FALSE | 0 | FALSE | 0 | FALSE | 0 | FALSE | 0 | TRUE | 1400 | FALSE | 0 | FALSE | 0 | FALSE | 0 | FALSE | 0 | FALSE | 0 | FALSE | 0 | FALSE | 0 | FALSE | 0 | FALSE | 0 | FALSE | 0 | FALSE | 0 | FALSE | 0 | FALSE | 0 | FALSE | 0 | FALSE | 0 | FALSE | 0 | FALSE | 0 | FALSE | 0 | FALSE | 0 | FALSE | 0
50 |  | 0 | 2313 | FALSE |  | FALSE |  | FALSE |  | FALSE |  | FALSE |  | FALSE |  | FALSE |  | FALSE |  | FALSE |  | FALSE |  | FALSE |  | FALSE |  | FALSE | 0 | FALSE | 0 | FALSE | 0 | FALSE | 0 | FALSE | 0 | FALSE | 0 | FALSE | 0 | FALSE | 0 | FALSE | 0 | FALSE | 0 | FALSE | 0 | FALSE | 0 | FALSE | 0 | FALSE | 0 | FALSE | 0 | FALSE | 0 | FALSE | 0 | FALSE | 0 | TRUE | 1400 | FALSE | 0 | FALSE | 0 | FALSE | 0 | FALSE | 0 | FALSE | 0 | FALSE | 0 | FALSE | 0 | FALSE | 0 | FALSE | 0 | FALSE | 0 | FALSE | 0 | FALSE | 0 | FALSE | 0 | FALSE | 0 | FALSE | 0 | FALSE | 0 | FALSE | 0 | FALSE | 0 | FALSE | 0 | FALSE | 0
50 |  | 0 | 2312 | FALSE |  | FALSE |  | FALSE |  | FALSE |  | FALSE |  | FALSE |  | FALSE |  | FALSE |  | FALSE |  | FALSE |  | FALSE |  | FALSE |  | FALSE | 0 | FALSE | 0 | FALSE | 0 | FALSE | 0 | FALSE | 0 | FALSE | 0 | FALSE | 0 | FALSE | 0 | FALSE | 0 | FALSE | 0 | FALSE | 0 | FALSE | 0 | FALSE | 0 | FALSE | 0 | FALSE | 0 | FALSE | 0 | FALSE | 0 | FALSE | 0 | TRUE | 1400 | FALSE | 0 | FALSE | 0 | FALSE | 0 | FALSE | 0 | FALSE | 0 | FALSE | 0 | FALSE | 0 | FALSE | 0 | FALSE | 0 | FALSE | 0 | FALSE | 0 | FALSE | 0 | FALSE | 0 | FALSE | 0 | FALSE | 0 | FALSE | 0 | FALSE | 0 | FALSE | 0 | FALSE | 0 | FALSE | 0
50 |  | 0 | 2311 | FALSE |  | FALSE |  | FALSE |  | FALSE |  | FALSE |  | FALSE |  | FALSE |  | FALSE |  | FALSE |  | FALSE |  | FALSE |  | FALSE |  | FALSE | 0 | FALSE | 0 | FALSE | 0 | FALSE | 0 | FALSE | 0 | FALSE | 0 | FALSE | 0 | FALSE | 0 | FALSE | 0 | FALSE | 0 | FALSE | 0 | FALSE | 0 | FALSE | 0 | FALSE | 0 | FALSE | 0 | FALSE | 0 | FALSE | 0 | FALSE | 0 | TRUE | 1400 | FALSE | 0 | FALSE | 0 | FALSE | 0 | FALSE | 0 | FALSE | 0 | FALSE | 0 | FALSE | 0 | FALSE | 0 | FALSE | 0 | FALSE | 0 | FALSE | 0 | FALSE | 0 | FALSE | 0 | FALSE | 0 | FALSE | 0 | FALSE | 0 | FALSE | 0 | FALSE | 0 | FALSE | 0 | FALSE | 0
50 |  | 0 | 2310 | FALSE |  | FALSE |  | FALSE |  | FALSE |  | FALSE |  | FALSE |  | FALSE |  | FALSE |  | FALSE |  | FALSE |  | FALSE |  | FALSE |  | FALSE | 0 | FALSE | 0 | FALSE | 0 | FALSE | 0 | FALSE | 0 | FALSE | 0 | FALSE | 0 | FALSE | 0 | FALSE | 0 | FALSE | 0 | FALSE | 0 | FALSE | 0 | FALSE | 0 | FALSE | 0 | FALSE | 0 | FALSE | 0 | FALSE | 0 | FALSE | 0 | TRUE | 1400 | FALSE | 0 | FALSE | 0 | FALSE | 0 | FALSE | 0 | FALSE | 0 | FALSE | 0 | FALSE | 0 | FALSE | 0 | FALSE | 0 | FALSE | 0 | FALSE | 0 | FALSE | 0 | FALSE | 0 | FALSE | 0 | FALSE | 0 | FALSE | 0 | FALSE | 0 | FALSE | 0 | FALSE | 0 | FALSE | 0
50 |  | 0 | 2309 | FALSE |  | FALSE |  | FALSE |  | FALSE |  | FALSE |  | FALSE |  | FALSE |  | FALSE |  | FALSE |  | FALSE |  | FALSE |  | FALSE |  | FALSE | 0 | FALSE | 0 | FALSE | 0 | FALSE | 0 | FALSE | 0 | FALSE | 0 | FALSE | 0 | FALSE | 0 | FALSE | 0 | FALSE | 0 | FALSE | 0 | FALSE | 0 | FALSE | 0 | FALSE | 0 | FALSE | 0 | FALSE | 0 | FALSE | 0 | FALSE | 0 | TRUE | 1400 | FALSE | 0 | FALSE | 0 | FALSE | 0 | FALSE | 0 | FALSE | 0 | FALSE | 0 | FALSE | 0 | FALSE | 0 | FALSE | 0 | FALSE | 0 | FALSE | 0 | FALSE | 0 | FALSE | 0 | FALSE | 0 | FALSE | 0 | FALSE | 0 | FALSE | 0 | FALSE | 0 | FALSE | 0 | FALSE | 0
50 |  | 0 | 2308 | FALSE |  | FALSE |  | FALSE |  | FALSE |  | FALSE |  | FALSE |  | FALSE |  | FALSE |  | FALSE |  | FALSE |  | FALSE |  | FALSE |  | FALSE | 0 | FALSE | 0 | FALSE | 0 | FALSE | 0 | FALSE | 0 | FALSE | 0 | FALSE | 0 | FALSE | 0 | FALSE | 0 | FALSE | 0 | FALSE | 0 | FALSE | 0 | FALSE | 0 | FALSE | 0 | FALSE | 0 | FALSE | 0 | FALSE | 0 | FALSE | 0 | TRUE | 1400 | FALSE | 0 | FALSE | 0 | FALSE | 0 | FALSE | 0 | FALSE | 0 | FALSE | 0 | FALSE | 0 | FALSE | 0 | FALSE | 0 | FALSE | 0 | FALSE | 0 | FALSE | 0 | FALSE | 0 | FALSE | 0 | FALSE | 0 | FALSE | 0 | FALSE | 0 | FALSE | 0 | FALSE | 0 | FALSE | 0
50 |  | 0 | 2307 | FALSE |  | FALSE |  | FALSE |  | FALSE |  | FALSE |  | FALSE |  | FALSE |  | FALSE |  | FALSE |  | FALSE |  | FALSE |  | FALSE |  | FALSE | 0 | FALSE | 0 | FALSE | 0 | FALSE | 0 | FALSE | 0 | FALSE | 0 | FALSE | 0 | FALSE | 0 | FALSE | 0 | FALSE | 0 | FALSE | 0 | FALSE | 0 | FALSE | 0 | FALSE | 0 | FALSE | 0 | FALSE | 0 | FALSE | 0 | FALSE | 0 | TRUE | 1400 | FALSE | 0 | FALSE | 0 | FALSE | 0 | FALSE | 0 | FALSE | 0 | FALSE | 0 | FALSE | 0 | FALSE | 0 | FALSE | 0 | FALSE | 0 | FALSE | 0 | FALSE | 0 | FALSE | 0 | FALSE | 0 | FALSE | 0 | FALSE | 0 | FALSE | 0 | FALSE | 0 | FALSE | 0 | FALSE | 0
50 |  | 0 | 2306 | FALSE |  | FALSE |  | FALSE |  | FALSE |  | FALSE |  | FALSE |  | FALSE |  | FALSE |  | FALSE |  | FALSE |  | FALSE |  | FALSE |  | FALSE | 0 | FALSE | 0 | FALSE | 0 | FALSE | 0 | FALSE | 0 | FALSE | 0 | FALSE | 0 | FALSE | 0 | FALSE | 0 | FALSE | 0 | FALSE | 0 | FALSE | 0 | FALSE | 0 | FALSE | 0 | FALSE | 0 | FALSE | 0 | FALSE | 0 | FALSE | 0 | TRUE | 1400 | FALSE | 0 | FALSE | 0 | FALSE | 0 | FALSE | 0 | FALSE | 0 | FALSE | 0 | FALSE | 0 | FALSE | 0 | FALSE | 0 | FALSE | 0 | FALSE | 0 | FALSE | 0 | FALSE | 0 | FALSE | 0 | FALSE | 0 | FALSE | 0 | FALSE | 0 | FALSE | 0 | FALSE | 0 | FALSE | 0
50 |  | 0 | 2305 | FALSE |  | FALSE |  | FALSE |  | FALSE |  | FALSE |  | FALSE |  | FALSE |  | FALSE |  | FALSE |  | FALSE |  | FALSE |  | FALSE |  | FALSE | 0 | FALSE | 0 | FALSE | 0 | FALSE | 0 | FALSE | 0 | FALSE | 0 | FALSE | 0 | FALSE | 0 | FALSE | 0 | FALSE | 0 | FALSE | 0 | FALSE | 0 | FALSE | 0 | FALSE | 0 | FALSE | 0 | FALSE | 0 | FALSE | 0 | FALSE | 0 | TRUE | 1400 | FALSE | 0 | FALSE | 0 | FALSE | 0 | FALSE | 0 | FALSE | 0 | FALSE | 0 | FALSE | 0 | FALSE | 0 | FALSE | 0 | FALSE | 0 | FALSE | 0 | FALSE | 0 | FALSE | 0 | FALSE | 0 | FALSE | 0 | FALSE | 0 | FALSE | 0 | FALSE | 0 | FALSE | 0 | FALSE | 0
50 |  | 0 | 2304 | FALSE |  | FALSE |  | FALSE |  | FALSE |  | FALSE |  | FALSE |  | FALSE |  | FALSE |  | FALSE |  | FALSE |  | FALSE |  | FALSE |  | FALSE | 0 | FALSE | 0 | FALSE | 0 | FALSE | 0 | FALSE | 0 | FALSE | 0 | FALSE | 0 | FALSE | 0 | FALSE | 0 | FALSE | 0 | FALSE | 0 | FALSE | 0 | FALSE | 0 | FALSE | 0 | FALSE | 0 | FALSE | 0 | FALSE | 0 | FALSE | 0 | TRUE | 1400 | FALSE | 0 | FALSE | 0 | FALSE | 0 | FALSE | 0 | FALSE | 0 | FALSE | 0 | FALSE | 0 | FALSE | 0 | FALSE | 0 | FALSE | 0 | FALSE | 0 | FALSE | 0 | FALSE | 0 | FALSE | 0 | FALSE | 0 | FALSE | 0 | FALSE | 0 | FALSE | 0 | FALSE | 0 | FALSE | 0
50 |  | 0 | 2303 | FALSE |  | FALSE |  | FALSE |  | FALSE |  | FALSE |  | FALSE |  | FALSE |  | FALSE |  | FALSE |  | FALSE |  | FALSE |  | FALSE |  | FALSE | 0 | FALSE | 0 | FALSE | 0 | FALSE | 0 | FALSE | 0 | FALSE | 0 | FALSE | 0 | FALSE | 0 | FALSE | 0 | FALSE | 0 | FALSE | 0 | FALSE | 0 | FALSE | 0 | FALSE | 0 | FALSE | 0 | FALSE | 0 | FALSE | 0 | FALSE | 0 | TRUE | 1400 | FALSE | 0 | FALSE | 0 | FALSE | 0 | FALSE | 0 | FALSE | 0 | FALSE | 0 | FALSE | 0 | FALSE | 0 | FALSE | 0 | FALSE | 0 | FALSE | 0 | FALSE | 0 | FALSE | 0 | FALSE | 0 | FALSE | 0 | FALSE | 0 | FALSE | 0 | FALSE | 0 | FALSE | 0 | FALSE | 0
50 |  | 0 | 2302 | FALSE |  | FALSE |  | FALSE |  | FALSE |  | FALSE |  | FALSE |  | FALSE |  | FALSE |  | FALSE |  | FALSE |  | FALSE |  | FALSE |  | FALSE | 0 | FALSE | 0 | FALSE | 0 | FALSE | 0 | FALSE | 0 | FALSE | 0 | FALSE | 0 | FALSE | 0 | FALSE | 0 | FALSE | 0 | FALSE | 0 | FALSE | 0 | FALSE | 0 | FALSE | 0 | FALSE | 0 | FALSE | 0 | FALSE | 0 | FALSE | 0 | TRUE | 1400 | FALSE | 0 | FALSE | 0 | FALSE | 0 | FALSE | 0 | FALSE | 0 | FALSE | 0 | FALSE | 0 | FALSE | 0 | FALSE | 0 | FALSE | 0 | FALSE | 0 | FALSE | 0 | FALSE | 0 | FALSE | 0 | FALSE | 0 | FALSE | 0 | FALSE | 0 | FALSE | 0 | FALSE | 0 | FALSE | 0
50 |  | 0 | 2301 | FALSE |  | FALSE |  | FALSE |  | FALSE |  | FALSE |  | FALSE |  | FALSE |  | FALSE |  | FALSE |  | FALSE |  | FALSE |  | FALSE |  | FALSE | 0 | FALSE | 0 | FALSE | 0 | FALSE | 0 | FALSE | 0 | FALSE | 0 | FALSE | 0 | FALSE | 0 | FALSE | 0 | FALSE | 0 | FALSE | 0 | FALSE | 0 | FALSE | 0 | FALSE | 0 | FALSE | 0 | FALSE | 0 | FALSE | 0 | FALSE | 0 | TRUE | 1400 | FALSE | 0 | FALSE | 0 | FALSE | 0 | FALSE | 0 | FALSE | 0 | FALSE | 0 | FALSE | 0 | FALSE | 0 | FALSE | 0 | FALSE | 0 | FALSE | 0 | FALSE | 0 | FALSE | 0 | FALSE | 0 | FALSE | 0 | FALSE | 0 | FALSE | 0 | FALSE | 0 | FALSE | 0 | FALSE | 0
50 |  | 0 | 2300 | FALSE |  | FALSE |  | FALSE |  | FALSE |  | FALSE |  | FALSE |  | FALSE |  | FALSE |  | FALSE |  | FALSE |  | FALSE |  | FALSE |  | FALSE | 0 | FALSE | 0 | FALSE | 0 | FALSE | 0 | FALSE | 0 | FALSE | 0 | FALSE | 0 | FALSE | 0 | FALSE | 0 | FALSE | 0 | FALSE | 0 | FALSE | 0 | FALSE | 0 | FALSE | 0 | FALSE | 0 | FALSE | 0 | FALSE | 0 | FALSE | 0 | TRUE | 1400 | FALSE | 0 | FALSE | 0 | FALSE | 0 | FALSE | 0 | FALSE | 0 | FALSE | 0 | FALSE | 0 | FALSE | 0 | FALSE | 0 | FALSE | 0 | FALSE | 0 | FALSE | 0 | FALSE | 0 | FALSE | 0 | FALSE | 0 | FALSE | 0 | FALSE | 0 | FALSE | 0 | FALSE | 0 | FALSE | 0
50 |  | 0 | 2299 | FALSE |  | FALSE |  | FALSE |  | FALSE |  | FALSE |  | FALSE |  | FALSE |  | FALSE |  | FALSE |  | FALSE |  | FALSE |  | FALSE |  | FALSE | 0 | FALSE | 0 | FALSE | 0 | FALSE | 0 | FALSE | 0 | FALSE | 0 | FALSE | 0 | FALSE | 0 | FALSE | 0 | FALSE | 0 | FALSE | 0 | FALSE | 0 | FALSE | 0 | FALSE | 0 | FALSE | 0 | FALSE | 0 | FALSE | 0 | FALSE | 0 | TRUE | 1400 | FALSE | 0 | FALSE | 0 | FALSE | 0 | FALSE | 0 | FALSE | 0 | FALSE | 0 | FALSE | 0 | FALSE | 0 | FALSE | 0 | FALSE | 0 | FALSE | 0 | FALSE | 0 | FALSE | 0 | FALSE | 0 | FALSE | 0 | FALSE | 0 | FALSE | 0 | FALSE | 0 | FALSE | 0 | FALSE | 0
50 |  | 0 | 2298 | FALSE |  | FALSE |  | FALSE |  | FALSE |  | FALSE |  | FALSE |  | FALSE |  | FALSE |  | FALSE |  | FALSE |  | FALSE |  | FALSE |  | FALSE | 0 | FALSE | 0 | FALSE | 0 | FALSE | 0 | FALSE | 0 | FALSE | 0 | FALSE | 0 | FALSE | 0 | FALSE | 0 | FALSE | 0 | FALSE | 0 | FALSE | 0 | FALSE | 0 | FALSE | 0 | FALSE | 0 | FALSE | 0 | FALSE | 0 | FALSE | 0 | TRUE | 1400 | FALSE | 0 | FALSE | 0 | FALSE | 0 | FALSE | 0 | FALSE | 0 | FALSE | 0 | FALSE | 0 | FALSE | 0 | FALSE | 0 | FALSE | 0 | FALSE | 0 | FALSE | 0 | FALSE | 0 | FALSE | 0 | FALSE | 0 | FALSE | 0 | FALSE | 0 | FALSE | 0 | FALSE | 0 | FALSE | 0
50 |  | 0 | 2297 | FALSE |  | FALSE |  | FALSE |  | FALSE |  | FALSE |  | FALSE |  | FALSE |  | FALSE |  | FALSE |  | FALSE |  | FALSE |  | FALSE |  | FALSE | 0 | FALSE | 0 | FALSE | 0 | FALSE | 0 | FALSE | 0 | FALSE | 0 | FALSE | 0 | FALSE | 0 | FALSE | 0 | FALSE | 0 | FALSE | 0 | FALSE | 0 | FALSE | 0 | FALSE | 0 | FALSE | 0 | FALSE | 0 | FALSE | 0 | FALSE | 0 | TRUE | 1400 | FALSE | 0 | FALSE | 0 | FALSE | 0 | FALSE | 0 | FALSE | 0 | FALSE | 0 | FALSE | 0 | FALSE | 0 | FALSE | 0 | FALSE | 0 | FALSE | 0 | FALSE | 0 | FALSE | 0 | FALSE | 0 | FALSE | 0 | FALSE | 0 | FALSE | 0 | FALSE | 0 | FALSE | 0 | FALSE | 0
50 |  | 0 | 2296 | FALSE |  | FALSE |  | FALSE |  | FALSE |  | FALSE |  | FALSE |  | FALSE |  | FALSE |  | FALSE |  | FALSE |  | FALSE |  | FALSE |  | FALSE | 0 | FALSE | 0 | FALSE | 0 | FALSE | 0 | FALSE | 0 | FALSE | 0 | FALSE | 0 | FALSE | 0 | FALSE | 0 | FALSE | 0 | FALSE | 0 | FALSE | 0 | FALSE | 0 | FALSE | 0 | FALSE | 0 | FALSE | 0 | FALSE | 0 | FALSE | 0 | TRUE | 1400 | FALSE | 0 | FALSE | 0 | FALSE | 0 | FALSE | 0 | FALSE | 0 | FALSE | 0 | FALSE | 0 | FALSE | 0 | FALSE | 0 | FALSE | 0 | FALSE | 0 | FALSE | 0 | FALSE | 0 | FALSE | 0 | FALSE | 0 | FALSE | 0 | FALSE | 0 | FALSE | 0 | FALSE | 0 | FALSE | 0
50 |  | 0 | 2295 | FALSE |  | FALSE |  | FALSE |  | FALSE |  | FALSE |  | FALSE |  | FALSE |  | FALSE |  | FALSE |  | FALSE |  | FALSE |  | FALSE |  | FALSE | 0 | FALSE | 0 | FALSE | 0 | FALSE | 0 | FALSE | 0 | FALSE | 0 | FALSE | 0 | FALSE | 0 | FALSE | 0 | FALSE | 0 | FALSE | 0 | FALSE | 0 | FALSE | 0 | FALSE | 0 | FALSE | 0 | FALSE | 0 | FALSE | 0 | FALSE | 0 | TRUE | 1400 | FALSE | 0 | FALSE | 0 | FALSE | 0 | FALSE | 0 | FALSE | 0 | FALSE | 0 | FALSE | 0 | FALSE | 0 | FALSE | 0 | FALSE | 0 | FALSE | 0 | FALSE | 0 | FALSE | 0 | FALSE | 0 | FALSE | 0 | FALSE | 0 | FALSE | 0 | FALSE | 0 | FALSE | 0 | FALSE | 0
50 |  | 0 | 2294 | FALSE |  | FALSE |  | FALSE |  | FALSE |  | FALSE |  | FALSE |  | FALSE |  | FALSE |  | FALSE |  | FALSE |  | FALSE |  | FALSE |  | FALSE | 0 | FALSE | 0 | FALSE | 0 | FALSE | 0 | FALSE | 0 | FALSE | 0 | FALSE | 0 | FALSE | 0 | FALSE | 0 | FALSE | 0 | FALSE | 0 | FALSE | 0 | FALSE | 0 | FALSE | 0 | FALSE | 0 | FALSE | 0 | FALSE | 0 | FALSE | 0 | TRUE | 1400 | FALSE | 0 | FALSE | 0 | FALSE | 0 | FALSE | 0 | FALSE | 0 | FALSE | 0 | FALSE | 0 | FALSE | 0 | FALSE | 0 | FALSE | 0 | FALSE | 0 | FALSE | 0 | FALSE | 0 | FALSE | 0 | FALSE | 0 | FALSE | 0 | FALSE | 0 | FALSE | 0 | FALSE | 0 | FALSE | 0
50 |  | 0 | 2293 | FALSE |  | FALSE |  | FALSE |  | FALSE |  | FALSE |  | FALSE |  | FALSE |  | FALSE |  | FALSE |  | FALSE |  | FALSE |  | FALSE |  | FALSE | 0 | FALSE | 0 | FALSE | 0 | FALSE | 0 | FALSE | 0 | FALSE | 0 | FALSE | 0 | FALSE | 0 | FALSE | 0 | FALSE | 0 | FALSE | 0 | FALSE | 0 | FALSE | 0 | FALSE | 0 | FALSE | 0 | FALSE | 0 | FALSE | 0 | FALSE | 0 | TRUE | 1400 | FALSE | 0 | FALSE | 0 | FALSE | 0 | FALSE | 0 | FALSE | 0 | FALSE | 0 | FALSE | 0 | FALSE | 0 | FALSE | 0 | FALSE | 0 | FALSE | 0 | FALSE | 0 | FALSE | 0 | FALSE | 0 | FALSE | 0 | FALSE | 0 | FALSE | 0 | FALSE | 0 | FALSE | 0 | FALSE | 0
50 |  | 0 | 2292 | FALSE |  | FALSE |  | FALSE |  | FALSE |  | FALSE |  | FALSE |  | FALSE |  | FALSE |  | FALSE |  | FALSE |  | FALSE |  | FALSE |  | FALSE | 0 | FALSE | 0 | FALSE | 0 | FALSE | 0 | FALSE | 0 | FALSE | 0 | FALSE | 0 | FALSE | 0 | FALSE | 0 | FALSE | 0 | FALSE | 0 | FALSE | 0 | FALSE | 0 | FALSE | 0 | FALSE | 0 | FALSE | 0 | FALSE | 0 | FALSE | 0 | TRUE | 1400 | FALSE | 0 | FALSE | 0 | FALSE | 0 | FALSE | 0 | FALSE | 0 | FALSE | 0 | FALSE | 0 | FALSE | 0 | FALSE | 0 | FALSE | 0 | FALSE | 0 | FALSE | 0 | FALSE | 0 | FALSE | 0 | FALSE | 0 | FALSE | 0 | FALSE | 0 | FALSE | 0 | FALSE | 0 | FALSE | 0
50 |  | 0 | 2291 | FALSE |  | FALSE |  | FALSE |  | FALSE |  | FALSE |  | FALSE |  | FALSE |  | FALSE |  | FALSE |  | FALSE |  | FALSE |  | FALSE |  | FALSE | 0 | FALSE | 0 | FALSE | 0 | FALSE | 0 | FALSE | 0 | FALSE | 0 | FALSE | 0 | FALSE | 0 | FALSE | 0 | FALSE | 0 | FALSE | 0 | FALSE | 0 | FALSE | 0 | FALSE | 0 | FALSE | 0 | FALSE | 0 | FALSE | 0 | FALSE | 0 | TRUE | 1400 | FALSE | 0 | FALSE | 0 | FALSE | 0 | FALSE | 0 | FALSE | 0 | FALSE | 0 | FALSE | 0 | FALSE | 0 | FALSE | 0 | FALSE | 0 | FALSE | 0 | FALSE | 0 | FALSE | 0 | FALSE | 0 | FALSE | 0 | FALSE | 0 | FALSE | 0 | FALSE | 0 | FALSE | 0 | FALSE | 0
50 |  | 0 | 2290 | FALSE |  | FALSE |  | FALSE |  | FALSE |  | FALSE |  | FALSE |  | FALSE |  | FALSE |  | FALSE |  | FALSE |  | FALSE |  | FALSE |  | FALSE | 0 | FALSE | 0 | FALSE | 0 | FALSE | 0 | FALSE | 0 | FALSE | 0 | FALSE | 0 | FALSE | 0 | FALSE | 0 | FALSE | 0 | FALSE | 0 | FALSE | 0 | FALSE | 0 | FALSE | 0 | FALSE | 0 | FALSE | 0 | FALSE | 0 | FALSE | 0 | TRUE | 1400 | FALSE | 0 | FALSE | 0 | FALSE | 0 | FALSE | 0 | FALSE | 0 | FALSE | 0 | FALSE | 0 | FALSE | 0 | FALSE | 0 | FALSE | 0 | FALSE | 0 | FALSE | 0 | FALSE | 0 | FALSE | 0 | FALSE | 0 | FALSE | 0 | FALSE | 0 | FALSE | 0 | FALSE | 0 | FALSE | 0
50 |  | 0 | 2289 | FALSE |  | FALSE |  | FALSE |  | FALSE |  | FALSE |  | FALSE |  | FALSE |  | FALSE |  | FALSE |  | FALSE |  | FALSE |  | FALSE |  | FALSE | 0 | FALSE | 0 | FALSE | 0 | FALSE | 0 | FALSE | 0 | FALSE | 0 | FALSE | 0 | FALSE | 0 | FALSE | 0 | FALSE | 0 | FALSE | 0 | FALSE | 0 | FALSE | 0 | FALSE | 0 | FALSE | 0 | FALSE | 0 | FALSE | 0 | FALSE | 0 | TRUE | 1400 | FALSE | 0 | FALSE | 0 | FALSE | 0 | FALSE | 0 | FALSE | 0 | FALSE | 0 | FALSE | 0 | FALSE | 0 | FALSE | 0 | FALSE | 0 | FALSE | 0 | FALSE | 0 | FALSE | 0 | FALSE | 0 | FALSE | 0 | FALSE | 0 | FALSE | 0 | FALSE | 0 | FALSE | 0 | FALSE | 0
50 |  | 0 | 2288 | FALSE |  | FALSE |  | FALSE |  | FALSE |  | FALSE |  | FALSE |  | FALSE |  | FALSE |  | FALSE |  | FALSE |  | FALSE |  | FALSE |  | FALSE | 0 | FALSE | 0 | FALSE | 0 | FALSE | 0 | FALSE | 0 | FALSE | 0 | FALSE | 0 | FALSE | 0 | FALSE | 0 | FALSE | 0 | FALSE | 0 | FALSE | 0 | FALSE | 0 | FALSE | 0 | FALSE | 0 | FALSE | 0 | FALSE | 0 | FALSE | 0 | TRUE | 1400 | FALSE | 0 | FALSE | 0 | FALSE | 0 | FALSE | 0 | FALSE | 0 | FALSE | 0 | FALSE | 0 | FALSE | 0 | FALSE | 0 | FALSE | 0 | FALSE | 0 | FALSE | 0 | FALSE | 0 | FALSE | 0 | FALSE | 0 | FALSE | 0 | FALSE | 0 | FALSE | 0 | FALSE | 0 | FALSE | 0
50 |  | 0 | 2287 | FALSE |  | FALSE |  | FALSE |  | FALSE |  | FALSE |  | FALSE |  | FALSE |  | FALSE |  | FALSE |  | FALSE |  | FALSE |  | FALSE |  | FALSE | 0 | FALSE | 0 | FALSE | 0 | FALSE | 0 | FALSE | 0 | FALSE | 0 | FALSE | 0 | FALSE | 0 | FALSE | 0 | FALSE | 0 | FALSE | 0 | FALSE | 0 | FALSE | 0 | FALSE | 0 | FALSE | 0 | FALSE | 0 | FALSE | 0 | FALSE | 0 | TRUE | 1400 | FALSE | 0 | FALSE | 0 | FALSE | 0 | FALSE | 0 | FALSE | 0 | FALSE | 0 | FALSE | 0 | FALSE | 0 | FALSE | 0 | FALSE | 0 | FALSE | 0 | FALSE | 0 | FALSE | 0 | FALSE | 0 | FALSE | 0 | FALSE | 0 | FALSE | 0 | FALSE | 0 | FALSE | 0 | FALSE | 0
50 |  | 0 | 2286 | FALSE |  | FALSE |  | FALSE |  | FALSE |  | FALSE |  | FALSE |  | FALSE |  | FALSE |  | FALSE |  | FALSE |  | FALSE |  | FALSE |  | FALSE | 0 | FALSE | 0 | FALSE | 0 | FALSE | 0 | FALSE | 0 | FALSE | 0 | FALSE | 0 | FALSE | 0 | FALSE | 0 | FALSE | 0 | FALSE | 0 | FALSE | 0 | FALSE | 0 | FALSE | 0 | FALSE | 0 | FALSE | 0 | FALSE | 0 | FALSE | 0 | TRUE | 1400 | FALSE | 0 | FALSE | 0 | FALSE | 0 | FALSE | 0 | FALSE | 0 | FALSE | 0 | FALSE | 0 | FALSE | 0 | FALSE | 0 | FALSE | 0 | FALSE | 0 | FALSE | 0 | FALSE | 0 | FALSE | 0 | FALSE | 0 | FALSE | 0 | FALSE | 0 | FALSE | 0 | FALSE | 0 | FALSE | 0
50 |  | 0 | 2285 | FALSE |  | FALSE |  | FALSE |  | FALSE |  | FALSE |  | FALSE |  | FALSE |  | FALSE |  | FALSE |  | FALSE |  | FALSE |  | FALSE |  | FALSE | 0 | FALSE | 0 | FALSE | 0 | FALSE | 0 | FALSE | 0 | FALSE | 0 | FALSE | 0 | FALSE | 0 | FALSE | 0 | FALSE | 0 | FALSE | 0 | FALSE | 0 | FALSE | 0 | FALSE | 0 | FALSE | 0 | FALSE | 0 | FALSE | 0 | FALSE | 0 | TRUE | 1400 | FALSE | 0 | FALSE | 0 | FALSE | 0 | FALSE | 0 | FALSE | 0 | FALSE | 0 | FALSE | 0 | FALSE | 0 | FALSE | 0 | FALSE | 0 | FALSE | 0 | FALSE | 0 | FALSE | 0 | FALSE | 0 | FALSE | 0 | FALSE | 0 | FALSE | 0 | FALSE | 0 | FALSE | 0 | FALSE | 0
50 |  | 0 | 2284 | FALSE |  | FALSE |  | FALSE |  | FALSE |  | FALSE |  | FALSE |  | FALSE |  | FALSE |  | FALSE |  | FALSE |  | FALSE |  | FALSE |  | FALSE | 0 | FALSE | 0 | FALSE | 0 | FALSE | 0 | FALSE | 0 | FALSE | 0 | FALSE | 0 | FALSE | 0 | FALSE | 0 | FALSE | 0 | FALSE | 0 | FALSE | 0 | FALSE | 0 | FALSE | 0 | FALSE | 0 | FALSE | 0 | FALSE | 0 | FALSE | 0 | TRUE | 1400 | FALSE | 0 | FALSE | 0 | FALSE | 0 | FALSE | 0 | FALSE | 0 | FALSE | 0 | FALSE | 0 | FALSE | 0 | FALSE | 0 | FALSE | 0 | FALSE | 0 | FALSE | 0 | FALSE | 0 | FALSE | 0 | FALSE | 0 | FALSE | 0 | FALSE | 0 | FALSE | 0 | FALSE | 0 | FALSE | 0
50 |  | 0 | 2283 | FALSE |  | FALSE |  | FALSE |  | FALSE |  | FALSE |  | FALSE |  | FALSE |  | FALSE |  | FALSE |  | FALSE |  | FALSE |  | FALSE |  | FALSE | 0 | FALSE | 0 | FALSE | 0 | FALSE | 0 | FALSE | 0 | FALSE | 0 | FALSE | 0 | FALSE | 0 | FALSE | 0 | FALSE | 0 | FALSE | 0 | FALSE | 0 | FALSE | 0 | FALSE | 0 | FALSE | 0 | FALSE | 0 | FALSE | 0 | FALSE | 0 | TRUE | 1400 | FALSE | 0 | FALSE | 0 | FALSE | 0 | FALSE | 0 | FALSE | 0 | FALSE | 0 | FALSE | 0 | FALSE | 0 | FALSE | 0 | FALSE | 0 | FALSE | 0 | FALSE | 0 | FALSE | 0 | FALSE | 0 | FALSE | 0 | FALSE | 0 | FALSE | 0 | FALSE | 0 | FALSE | 0 | FALSE | 0
50 |  | 0 | 2282 | FALSE |  | FALSE |  | FALSE |  | FALSE |  | FALSE |  | FALSE |  | FALSE |  | FALSE |  | FALSE |  | FALSE |  | FALSE |  | FALSE |  | FALSE | 0 | FALSE | 0 | FALSE | 0 | FALSE | 0 | FALSE | 0 | FALSE | 0 | FALSE | 0 | FALSE | 0 | FALSE | 0 | FALSE | 0 | FALSE | 0 | FALSE | 0 | FALSE | 0 | FALSE | 0 | FALSE | 0 | FALSE | 0 | FALSE | 0 | FALSE | 0 | TRUE | 1400 | FALSE | 0 | FALSE | 0 | FALSE | 0 | FALSE | 0 | FALSE | 0 | FALSE | 0 | FALSE | 0 | FALSE | 0 | FALSE | 0 | FALSE | 0 | FALSE | 0 | FALSE | 0 | FALSE | 0 | FALSE | 0 | FALSE | 0 | FALSE | 0 | FALSE | 0 | FALSE | 0 | FALSE | 0 | FALSE | 0
50 |  | 0 | 2281 | FALSE |  | FALSE |  | FALSE |  | FALSE |  | FALSE |  | FALSE |  | FALSE |  | FALSE |  | FALSE |  | FALSE |  | FALSE |  | FALSE |  | FALSE | 0 | FALSE | 0 | FALSE | 0 | FALSE | 0 | FALSE | 0 | FALSE | 0 | FALSE | 0 | FALSE | 0 | FALSE | 0 | FALSE | 0 | FALSE | 0 | FALSE | 0 | FALSE | 0 | FALSE | 0 | FALSE | 0 | FALSE | 0 | FALSE | 0 | FALSE | 0 | TRUE | 1400 | FALSE | 0 | FALSE | 0 | FALSE | 0 | FALSE | 0 | FALSE | 0 | FALSE | 0 | FALSE | 0 | FALSE | 0 | FALSE | 0 | FALSE | 0 | FALSE | 0 | FALSE | 0 | FALSE | 0 | FALSE | 0 | FALSE | 0 | FALSE | 0 | FALSE | 0 | FALSE | 0 | FALSE | 0 | FALSE | 0
50 |  | 0 | 2280 | FALSE |  | FALSE |  | FALSE |  | FALSE |  | FALSE |  | FALSE |  | FALSE |  | FALSE |  | FALSE |  | FALSE |  | FALSE |  | FALSE |  | FALSE | 0 | FALSE | 0 | FALSE | 0 | FALSE | 0 | FALSE | 0 | FALSE | 0 | FALSE | 0 | FALSE | 0 | FALSE | 0 | FALSE | 0 | FALSE | 0 | FALSE | 0 | FALSE | 0 | FALSE | 0 | FALSE | 0 | FALSE | 0 | FALSE | 0 | FALSE | 0 | TRUE | 1400 | FALSE | 0 | FALSE | 0 | FALSE | 0 | FALSE | 0 | FALSE | 0 | FALSE | 0 | FALSE | 0 | FALSE | 0 | FALSE | 0 | FALSE | 0 | FALSE | 0 | FALSE | 0 | FALSE | 0 | FALSE | 0 | FALSE | 0 | FALSE | 0 | FALSE | 0 | FALSE | 0 | FALSE | 0 | FALSE | 0
50 |  | 0 | 2279 | FALSE |  | FALSE |  | FALSE |  | FALSE |  | FALSE |  | FALSE |  | FALSE |  | FALSE |  | FALSE |  | FALSE |  | FALSE |  | FALSE |  | FALSE | 0 | FALSE | 0 | FALSE | 0 | FALSE | 0 | FALSE | 0 | FALSE | 0 | FALSE | 0 | FALSE | 0 | FALSE | 0 | FALSE | 0 | FALSE | 0 | FALSE | 0 | FALSE | 0 | FALSE | 0 | FALSE | 0 | FALSE | 0 | FALSE | 0 | FALSE | 0 | TRUE | 1400 | FALSE | 0 | FALSE | 0 | FALSE | 0 | FALSE | 0 | FALSE | 0 | FALSE | 0 | FALSE | 0 | FALSE | 0 | FALSE | 0 | FALSE | 0 | FALSE | 0 | FALSE | 0 | FALSE | 0 | FALSE | 0 | FALSE | 0 | FALSE | 0 | FALSE | 0 | FALSE | 0 | FALSE | 0 | FALSE | 0
50 |  | 0 | 2278 | FALSE |  | FALSE |  | FALSE |  | FALSE |  | FALSE |  | FALSE |  | FALSE |  | FALSE |  | FALSE |  | FALSE |  | FALSE |  | FALSE |  | FALSE | 0 | FALSE | 0 | FALSE | 0 | FALSE | 0 | FALSE | 0 | FALSE | 0 | FALSE | 0 | FALSE | 0 | FALSE | 0 | FALSE | 0 | FALSE | 0 | FALSE | 0 | FALSE | 0 | FALSE | 0 | FALSE | 0 | FALSE | 0 | FALSE | 0 | FALSE | 0 | TRUE | 1400 | FALSE | 0 | FALSE | 0 | FALSE | 0 | FALSE | 0 | FALSE | 0 | FALSE | 0 | FALSE | 0 | FALSE | 0 | FALSE | 0 | FALSE | 0 | FALSE | 0 | FALSE | 0 | FALSE | 0 | FALSE | 0 | FALSE | 0 | FALSE | 0 | FALSE | 0 | FALSE | 0 | FALSE | 0 | FALSE | 0
50 |  | 0 | 2277 | FALSE |  | FALSE |  | FALSE |  | FALSE |  | FALSE |  | FALSE |  | FALSE |  | FALSE |  | FALSE |  | FALSE |  | FALSE |  | FALSE |  | FALSE | 0 | FALSE | 0 | FALSE | 0 | FALSE | 0 | FALSE | 0 | FALSE | 0 | FALSE | 0 | FALSE | 0 | FALSE | 0 | FALSE | 0 | FALSE | 0 | FALSE | 0 | FALSE | 0 | FALSE | 0 | FALSE | 0 | FALSE | 0 | FALSE | 0 | FALSE | 0 | TRUE | 1400 | FALSE | 0 | FALSE | 0 | FALSE | 0 | FALSE | 0 | FALSE | 0 | FALSE | 0 | FALSE | 0 | FALSE | 0 | FALSE | 0 | FALSE | 0 | FALSE | 0 | FALSE | 0 | FALSE | 0 | FALSE | 0 | FALSE | 0 | FALSE | 0 | FALSE | 0 | FALSE | 0 | FALSE | 0 | FALSE | 0
50 |  | 0 | 2276 | FALSE |  | FALSE |  | FALSE |  | FALSE |  | FALSE |  | FALSE |  | FALSE |  | FALSE |  | FALSE |  | FALSE |  | FALSE |  | FALSE |  | FALSE | 0 | FALSE | 0 | FALSE | 0 | FALSE | 0 | FALSE | 0 | FALSE | 0 | FALSE | 0 | FALSE | 0 | FALSE | 0 | FALSE | 0 | FALSE | 0 | FALSE | 0 | FALSE | 0 | FALSE | 0 | FALSE | 0 | FALSE | 0 | FALSE | 0 | FALSE | 0 | TRUE | 1400 | FALSE | 0 | FALSE | 0 | FALSE | 0 | FALSE | 0 | FALSE | 0 | FALSE | 0 | FALSE | 0 | FALSE | 0 | FALSE | 0 | FALSE | 0 | FALSE | 0 | FALSE | 0 | FALSE | 0 | FALSE | 0 | FALSE | 0 | FALSE | 0 | FALSE | 0 | FALSE | 0 | FALSE | 0 | FALSE | 0
50 |  | 0 | 2275 | FALSE |  | FALSE |  | FALSE |  | FALSE |  | FALSE |  | FALSE |  | FALSE |  | FALSE |  | FALSE |  | FALSE |  | FALSE |  | FALSE | 0 | FALSE | 0 | FALSE | 0 | FALSE | 0 | FALSE | 0 | FALSE | 0 | FALSE | 0 | FALSE | 0 | FALSE | 0 | FALSE | 0 | FALSE | 0 | FALSE | 0 | FALSE | 0 | FALSE | 0 | FALSE | 0 | FALSE | 0 | FALSE | 0 | FALSE | 0 | FALSE | 0 | TRUE | 1400 | FALSE | 0 | FALSE | 0 | FALSE | 0 | FALSE | 0 | FALSE | 0 | FALSE | 0 | FALSE | 0 | FALSE | 0 | FALSE | 0 | FALSE | 0 | FALSE | 0 | FALSE | 0 | FALSE | 0 | FALSE | 0 | FALSE | 0 | FALSE | 0 | FALSE | 0 | FALSE | 0 | FALSE | 0 | FALSE | 0
50 |  | 0 | 2274 | FALSE |  | FALSE |  | FALSE |  | FALSE |  | FALSE |  | FALSE |  | FALSE |  | FALSE |  | FALSE |  | FALSE |  | FALSE |  | FALSE | 0 | FALSE | 0 | FALSE | 0 | FALSE | 0 | FALSE | 0 | FALSE | 0 | FALSE | 0 | FALSE | 0 | FALSE | 0 | FALSE | 0 | FALSE | 0 | FALSE | 0 | FALSE | 0 | FALSE | 0 | FALSE | 0 | FALSE | 0 | FALSE | 0 | FALSE | 0 | FALSE | 0 | TRUE | 1400 | FALSE | 0 | FALSE | 0 | FALSE | 0 | FALSE | 0 | FALSE | 0 | FALSE | 0 | FALSE | 0 | FALSE | 0 | FALSE | 0 | FALSE | 0 | FALSE | 0 | FALSE | 0 | FALSE | 0 | FALSE | 0 | FALSE | 0 | FALSE | 0 | FALSE | 0 | FALSE | 0 | FALSE | 0 | FALSE | 0
50 |  | 0 | 2273 | FALSE |  | FALSE |  | FALSE |  | FALSE |  | FALSE |  | FALSE |  | FALSE |  | FALSE |  | FALSE |  | FALSE |  | FALSE |  | FALSE | 0 | FALSE | 0 | FALSE | 0 | FALSE | 0 | FALSE | 0 | FALSE | 0 | FALSE | 0 | FALSE | 0 | FALSE | 0 | FALSE | 0 | FALSE | 0 | FALSE | 0 | FALSE | 0 | FALSE | 0 | FALSE | 0 | FALSE | 0 | FALSE | 0 | FALSE | 0 | FALSE | 0 | TRUE | 1400 | FALSE | 0 | FALSE | 0 | FALSE | 0 | FALSE | 0 | FALSE | 0 | FALSE | 0 | FALSE | 0 | FALSE | 0 | FALSE | 0 | FALSE | 0 | FALSE | 0 | FALSE | 0 | FALSE | 0 | FALSE | 0 | FALSE | 0 | FALSE | 0 | FALSE | 0 | FALSE | 0 | FALSE | 0 | FALSE | 0
50 |  | 0 | 2272 | FALSE |  | FALSE |  | FALSE |  | FALSE |  | FALSE |  | FALSE |  | FALSE |  | FALSE |  | FALSE |  | FALSE |  | FALSE |  | FALSE | 0 | FALSE | 0 | FALSE | 0 | FALSE | 0 | FALSE | 0 | FALSE | 0 | FALSE | 0 | FALSE | 0 | FALSE | 0 | FALSE | 0 | FALSE | 0 | FALSE | 0 | FALSE | 0 | FALSE | 0 | FALSE | 0 | FALSE | 0 | FALSE | 0 | FALSE | 0 | FALSE | 0 | TRUE | 1400 | FALSE | 0 | FALSE | 0 | FALSE | 0 | FALSE | 0 | FALSE | 0 | FALSE | 0 | FALSE | 0 | FALSE | 0 | FALSE | 0 | FALSE | 0 | FALSE | 0 | FALSE | 0 | FALSE | 0 | FALSE | 0 | FALSE | 0 | FALSE | 0 | FALSE | 0 | FALSE | 0 | FALSE | 0 | FALSE | 0
50 |  | 0 | 2271 | FALSE |  | FALSE |  | FALSE |  | FALSE |  | FALSE |  | FALSE |  | FALSE |  | FALSE |  | FALSE |  | FALSE |  | FALSE |  | FALSE | 0 | FALSE | 0 | FALSE | 0 | FALSE | 0 | FALSE | 0 | FALSE | 0 | FALSE | 0 | FALSE | 0 | FALSE | 0 | FALSE | 0 | FALSE | 0 | FALSE | 0 | FALSE | 0 | FALSE | 0 | FALSE | 0 | FALSE | 0 | FALSE | 0 | FALSE | 0 | FALSE | 0 | TRUE | 1400 | FALSE | 0 | FALSE | 0 | FALSE | 0 | FALSE | 0 | FALSE | 0 | FALSE | 0 | FALSE | 0 | FALSE | 0 | FALSE | 0 | FALSE | 0 | FALSE | 0 | FALSE | 0 | FALSE | 0 | FALSE | 0 | FALSE | 0 | FALSE | 0 | FALSE | 0 | FALSE | 0 | FALSE | 0 | FALSE | 0
50 |  | 0 | 2270 | FALSE |  | FALSE |  | FALSE |  | FALSE |  | FALSE |  | FALSE |  | FALSE |  | FALSE |  | FALSE |  | FALSE |  | FALSE |  | FALSE | 0 | FALSE | 0 | FALSE | 0 | FALSE | 0 | FALSE | 0 | FALSE | 0 | FALSE | 0 | FALSE | 0 | FALSE | 0 | FALSE | 0 | FALSE | 0 | FALSE | 0 | FALSE | 0 | FALSE | 0 | FALSE | 0 | FALSE | 0 | FALSE | 0 | FALSE | 0 | FALSE | 0 | TRUE | 1400 | FALSE | 0 | FALSE | 0 | FALSE | 0 | FALSE | 0 | FALSE | 0 | FALSE | 0 | FALSE | 0 | FALSE | 0 | FALSE | 0 | FALSE | 0 | FALSE | 0 | FALSE | 0 | FALSE | 0 | FALSE | 0 | FALSE | 0 | FALSE | 0 | FALSE | 0 | FALSE | 0 | FALSE | 0 | FALSE | 0
50 |  | 0 | 2269 | FALSE |  | FALSE |  | FALSE |  | FALSE |  | FALSE |  | FALSE |  | FALSE |  | FALSE |  | FALSE |  | FALSE |  | FALSE |  | FALSE | 0 | FALSE | 0 | FALSE | 0 | FALSE | 0 | FALSE | 0 | FALSE | 0 | FALSE | 0 | FALSE | 0 | FALSE | 0 | FALSE | 0 | FALSE | 0 | FALSE | 0 | FALSE | 0 | FALSE | 0 | FALSE | 0 | FALSE | 0 | FALSE | 0 | FALSE | 0 | FALSE | 0 | TRUE | 1400 | FALSE | 0 | FALSE | 0 | FALSE | 0 | FALSE | 0 | FALSE | 0 | FALSE | 0 | FALSE | 0 | FALSE | 0 | FALSE | 0 | FALSE | 0 | FALSE | 0 | FALSE | 0 | FALSE | 0 | FALSE | 0 | FALSE | 0 | FALSE | 0 | FALSE | 0 | FALSE | 0 | FALSE | 0 | FALSE | 0
50 |  | 0 | 2268 | FALSE |  | FALSE |  | FALSE |  | FALSE |  | FALSE |  | FALSE |  | FALSE |  | FALSE |  | FALSE |  | FALSE |  | FALSE |  | FALSE | 0 | FALSE | 0 | FALSE | 0 | FALSE | 0 | FALSE | 0 | FALSE | 0 | FALSE | 0 | FALSE | 0 | FALSE | 0 | FALSE | 0 | FALSE | 0 | FALSE | 0 | FALSE | 0 | FALSE | 0 | FALSE | 0 | FALSE | 0 | FALSE | 0 | FALSE | 0 | FALSE | 0 | TRUE | 1400 | FALSE | 0 | FALSE | 0 | FALSE | 0 | FALSE | 0 | FALSE | 0 | FALSE | 0 | FALSE | 0 | FALSE | 0 | FALSE | 0 | FALSE | 0 | FALSE | 0 | FALSE | 0 | FALSE | 0 | FALSE | 0 | FALSE | 0 | FALSE | 0 | FALSE | 0 | FALSE | 0 | FALSE | 0 | FALSE | 0
50 |  | 0 | 2267 | FALSE |  | FALSE |  | FALSE |  | FALSE |  | FALSE |  | FALSE |  | FALSE |  | FALSE |  | FALSE |  | FALSE |  | FALSE |  | FALSE | 0 | FALSE | 0 | FALSE | 0 | FALSE | 0 | FALSE | 0 | FALSE | 0 | FALSE | 0 | FALSE | 0 | FALSE | 0 | FALSE | 0 | FALSE | 0 | FALSE | 0 | FALSE | 0 | FALSE | 0 | FALSE | 0 | FALSE | 0 | FALSE | 0 | FALSE | 0 | FALSE | 0 | TRUE | 1400 | FALSE | 0 | FALSE | 0 | FALSE | 0 | FALSE | 0 | FALSE | 0 | FALSE | 0 | FALSE | 0 | FALSE | 0 | FALSE | 0 | FALSE | 0 | FALSE | 0 | FALSE | 0 | FALSE | 0 | FALSE | 0 | FALSE | 0 | FALSE | 0 | FALSE | 0 | FALSE | 0 | FALSE | 0 | FALSE | 0
50 |  | 0 | 2266 | FALSE |  | FALSE |  | FALSE |  | FALSE |  | FALSE |  | FALSE |  | FALSE |  | FALSE |  | FALSE |  | FALSE |  | FALSE |  | FALSE | 0 | FALSE | 0 | FALSE | 0 | FALSE | 0 | FALSE | 0 | FALSE | 0 | FALSE | 0 | FALSE | 0 | FALSE | 0 | FALSE | 0 | FALSE | 0 | FALSE | 0 | FALSE | 0 | FALSE | 0 | FALSE | 0 | FALSE | 0 | FALSE | 0 | FALSE | 0 | FALSE | 0 | TRUE | 1400 | FALSE | 0 | FALSE | 0 | FALSE | 0 | FALSE | 0 | FALSE | 0 | FALSE | 0 | FALSE | 0 | FALSE | 0 | FALSE | 0 | FALSE | 0 | FALSE | 0 | FALSE | 0 | FALSE | 0 | FALSE | 0 | FALSE | 0 | FALSE | 0 | FALSE | 0 | FALSE | 0 | FALSE | 0 | FALSE | 0
50 |  | 0 | 2265 | FALSE |  | FALSE |  | FALSE |  | FALSE |  | FALSE |  | FALSE |  | FALSE |  | FALSE |  | FALSE |  | FALSE |  | FALSE |  | FALSE | 0 | FALSE | 0 | FALSE | 0 | FALSE | 0 | FALSE | 0 | FALSE | 0 | FALSE | 0 | FALSE | 0 | FALSE | 0 | FALSE | 0 | FALSE | 0 | FALSE | 0 | FALSE | 0 | FALSE | 0 | FALSE | 0 | FALSE | 0 | FALSE | 0 | FALSE | 0 | FALSE | 0 | TRUE | 1400 | FALSE | 0 | FALSE | 0 | FALSE | 0 | FALSE | 0 | FALSE | 0 | FALSE | 0 | FALSE | 0 | FALSE | 0 | FALSE | 0 | FALSE | 0 | FALSE | 0 | FALSE | 0 | FALSE | 0 | FALSE | 0 | FALSE | 0 | FALSE | 0 | FALSE | 0 | FALSE | 0 | FALSE | 0 | FALSE | 0
50 |  | 0 | 2264 | FALSE |  | FALSE |  | FALSE |  | FALSE |  | FALSE |  | FALSE |  | FALSE |  | FALSE |  | FALSE |  | FALSE |  | FALSE |  | FALSE | 0 | FALSE | 0 | FALSE | 0 | FALSE | 0 | FALSE | 0 | FALSE | 0 | FALSE | 0 | FALSE | 0 | FALSE | 0 | FALSE | 0 | FALSE | 0 | FALSE | 0 | FALSE | 0 | FALSE | 0 | FALSE | 0 | FALSE | 0 | FALSE | 0 | FALSE | 0 | FALSE | 0 | TRUE | 1400 | FALSE | 0 | FALSE | 0 | FALSE | 0 | FALSE | 0 | FALSE | 0 | FALSE | 0 | FALSE | 0 | FALSE | 0 | FALSE | 0 | FALSE | 0 | FALSE | 0 | FALSE | 0 | FALSE | 0 | FALSE | 0 | FALSE | 0 | FALSE | 0 | FALSE | 0 | FALSE | 0 | FALSE | 0 | FALSE | 0
50 |  | 0 | 2263 | FALSE |  | FALSE |  | FALSE |  | FALSE |  | FALSE |  | FALSE |  | FALSE |  | FALSE |  | FALSE |  | FALSE |  | FALSE |  | FALSE | 0 | FALSE | 0 | FALSE | 0 | FALSE | 0 | FALSE | 0 | FALSE | 0 | FALSE | 0 | FALSE | 0 | FALSE | 0 | FALSE | 0 | FALSE | 0 | FALSE | 0 | FALSE | 0 | FALSE | 0 | FALSE | 0 | FALSE | 0 | FALSE | 0 | FALSE | 0 | FALSE | 0 | TRUE | 1400 | FALSE | 0 | FALSE | 0 | FALSE | 0 | FALSE | 0 | FALSE | 0 | FALSE | 0 | FALSE | 0 | FALSE | 0 | FALSE | 0 | FALSE | 0 | FALSE | 0 | FALSE | 0 | FALSE | 0 | FALSE | 0 | FALSE | 0 | FALSE | 0 | FALSE | 0 | FALSE | 0 | FALSE | 0 | FALSE | 0
50 |  | 0 | 2262 | FALSE |  | FALSE |  | FALSE |  | FALSE |  | FALSE |  | FALSE |  | FALSE |  | FALSE |  | FALSE |  | FALSE |  | FALSE |  | FALSE | 0 | FALSE | 0 | FALSE | 0 | FALSE | 0 | FALSE | 0 | FALSE | 0 | FALSE | 0 | FALSE | 0 | FALSE | 0 | FALSE | 0 | FALSE | 0 | FALSE | 0 | FALSE | 0 | FALSE | 0 | FALSE | 0 | FALSE | 0 | FALSE | 0 | FALSE | 0 | FALSE | 0 | TRUE | 1400 | FALSE | 0 | FALSE | 0 | FALSE | 0 | FALSE | 0 | FALSE | 0 | FALSE | 0 | FALSE | 0 | FALSE | 0 | FALSE | 0 | FALSE | 0 | FALSE | 0 | FALSE | 0 | FALSE | 0 | FALSE | 0 | FALSE | 0 | FALSE | 0 | FALSE | 0 | FALSE | 0 | FALSE | 0 | FALSE | 0
50 |  | 0 | 2261 | FALSE |  | FALSE |  | FALSE |  | FALSE |  | FALSE |  | FALSE |  | FALSE |  | FALSE |  | FALSE |  | FALSE |  | FALSE |  | FALSE | 0 | FALSE | 0 | FALSE | 0 | FALSE | 0 | FALSE | 0 | FALSE | 0 | FALSE | 0 | FALSE | 0 | FALSE | 0 | FALSE | 0 | FALSE | 0 | FALSE | 0 | FALSE | 0 | FALSE | 0 | FALSE | 0 | FALSE | 0 | FALSE | 0 | FALSE | 0 | FALSE | 0 | TRUE | 1400 | FALSE | 0 | FALSE | 0 | FALSE | 0 | FALSE | 0 | FALSE | 0 | FALSE | 0 | FALSE | 0 | FALSE | 0 | FALSE | 0 | FALSE | 0 | FALSE | 0 | FALSE | 0 | FALSE | 0 | FALSE | 0 | FALSE | 0 | FALSE | 0 | FALSE | 0 | FALSE | 0 | FALSE | 0 | FALSE | 0
50 |  | 0 | 2260 | FALSE |  | FALSE |  | FALSE |  | FALSE |  | FALSE |  | FALSE |  | FALSE |  | FALSE |  | FALSE |  | FALSE |  | FALSE |  | FALSE | 0 | FALSE | 0 | FALSE | 0 | FALSE | 0 | FALSE | 0 | FALSE | 0 | FALSE | 0 | FALSE | 0 | FALSE | 0 | FALSE | 0 | FALSE | 0 | FALSE | 0 | FALSE | 0 | FALSE | 0 | FALSE | 0 | FALSE | 0 | FALSE | 0 | FALSE | 0 | FALSE | 0 | TRUE | 1400 | FALSE | 0 | FALSE | 0 | FALSE | 0 | FALSE | 0 | FALSE | 0 | FALSE | 0 | FALSE | 0 | FALSE | 0 | FALSE | 0 | FALSE | 0 | FALSE | 0 | FALSE | 0 | FALSE | 0 | FALSE | 0 | FALSE | 0 | FALSE | 0 | FALSE | 0 | FALSE | 0 | FALSE | 0 | FALSE | 0
50 |  | 0 | 2259 | FALSE |  | FALSE |  | FALSE |  | FALSE |  | FALSE |  | FALSE |  | FALSE |  | FALSE |  | FALSE |  | FALSE |  | FALSE |  | FALSE | 0 | FALSE | 0 | FALSE | 0 | FALSE | 0 | FALSE | 0 | FALSE | 0 | FALSE | 0 | FALSE | 0 | FALSE | 0 | FALSE | 0 | FALSE | 0 | FALSE | 0 | FALSE | 0 | FALSE | 0 | FALSE | 0 | FALSE | 0 | FALSE | 0 | FALSE | 0 | FALSE | 0 | TRUE | 1400 | FALSE | 0 | FALSE | 0 | FALSE | 0 | FALSE | 0 | FALSE | 0 | FALSE | 0 | FALSE | 0 | FALSE | 0 | FALSE | 0 | FALSE | 0 | FALSE | 0 | FALSE | 0 | FALSE | 0 | FALSE | 0 | FALSE | 0 | FALSE | 0 | FALSE | 0 | FALSE | 0 | FALSE | 0 | FALSE | 0
50 |  | 0 | 2258 | FALSE |  | FALSE |  | FALSE |  | FALSE |  | FALSE |  | FALSE |  | FALSE |  | FALSE |  | FALSE |  | FALSE |  | FALSE |  | FALSE | 0 | FALSE | 0 | FALSE | 0 | FALSE | 0 | FALSE | 0 | FALSE | 0 | FALSE | 0 | FALSE | 0 | FALSE | 0 | FALSE | 0 | FALSE | 0 | FALSE | 0 | FALSE | 0 | FALSE | 0 | FALSE | 0 | FALSE | 0 | FALSE | 0 | FALSE | 0 | FALSE | 0 | TRUE | 1400 | FALSE | 0 | FALSE | 0 | FALSE | 0 | FALSE | 0 | FALSE | 0 | FALSE | 0 | FALSE | 0 | FALSE | 0 | FALSE | 0 | FALSE | 0 | FALSE | 0 | FALSE | 0 | FALSE | 0 | FALSE | 0 | FALSE | 0 | FALSE | 0 | FALSE | 0 | FALSE | 0 | FALSE | 0 | FALSE | 0
50 |  | 0 | 2257 | FALSE |  | FALSE |  | FALSE |  | FALSE |  | FALSE |  | FALSE |  | FALSE |  | FALSE |  | FALSE |  | FALSE |  | FALSE |  | FALSE | 0 | FALSE | 0 | FALSE | 0 | FALSE | 0 | FALSE | 0 | FALSE | 0 | FALSE | 0 | FALSE | 0 | FALSE | 0 | FALSE | 0 | FALSE | 0 | FALSE | 0 | FALSE | 0 | FALSE | 0 | FALSE | 0 | FALSE | 0 | FALSE | 0 | FALSE | 0 | FALSE | 0 | TRUE | 1400 | FALSE | 0 | FALSE | 0 | FALSE | 0 | FALSE | 0 | FALSE | 0 | FALSE | 0 | FALSE | 0 | FALSE | 0 | FALSE | 0 | FALSE | 0 | FALSE | 0 | FALSE | 0 | FALSE | 0 | FALSE | 0 | FALSE | 0 | FALSE | 0 | FALSE | 0 | FALSE | 0 | FALSE | 0 | FALSE | 0
50 |  | 0 | 2256 | FALSE |  | FALSE |  | FALSE |  | FALSE |  | FALSE |  | FALSE |  | FALSE |  | FALSE |  | FALSE |  | FALSE |  | FALSE |  | FALSE | 0 | FALSE | 0 | FALSE | 0 | FALSE | 0 | FALSE | 0 | FALSE | 0 | FALSE | 0 | FALSE | 0 | FALSE | 0 | FALSE | 0 | FALSE | 0 | FALSE | 0 | FALSE | 0 | FALSE | 0 | FALSE | 0 | FALSE | 0 | FALSE | 0 | FALSE | 0 | FALSE | 0 | TRUE | 1400 | FALSE | 0 | FALSE | 0 | FALSE | 0 | FALSE | 0 | FALSE | 0 | FALSE | 0 | FALSE | 0 | FALSE | 0 | FALSE | 0 | FALSE | 0 | FALSE | 0 | FALSE | 0 | FALSE | 0 | FALSE | 0 | FALSE | 0 | FALSE | 0 | FALSE | 0 | FALSE | 0 | FALSE | 0 | FALSE | 0
50 |  | 0 | 2255 | FALSE |  | FALSE |  | FALSE |  | FALSE |  | FALSE |  | FALSE |  | FALSE |  | FALSE |  | FALSE |  | FALSE |  | FALSE |  | FALSE | 0 | FALSE | 0 | FALSE | 0 | FALSE | 0 | FALSE | 0 | FALSE | 0 | FALSE | 0 | FALSE | 0 | FALSE | 0 | FALSE | 0 | FALSE | 0 | FALSE | 0 | FALSE | 0 | FALSE | 0 | FALSE | 0 | FALSE | 0 | FALSE | 0 | FALSE | 0 | FALSE | 0 | TRUE | 1400 | FALSE | 0 | FALSE | 0 | FALSE | 0 | FALSE | 0 | FALSE | 0 | FALSE | 0 | FALSE | 0 | FALSE | 0 | FALSE | 0 | FALSE | 0 | FALSE | 0 | FALSE | 0 | FALSE | 0 | FALSE | 0 | FALSE | 0 | FALSE | 0 | FALSE | 0 | FALSE | 0 | FALSE | 0 | FALSE | 0
50 |  | 0 | 2254 | FALSE |  | FALSE |  | FALSE |  | FALSE |  | FALSE |  | FALSE |  | FALSE |  | FALSE |  | FALSE |  | FALSE |  | FALSE |  | FALSE | 0 | FALSE | 0 | FALSE | 0 | FALSE | 0 | FALSE | 0 | FALSE | 0 | FALSE | 0 | FALSE | 0 | FALSE | 0 | FALSE | 0 | FALSE | 0 | FALSE | 0 | FALSE | 0 | FALSE | 0 | FALSE | 0 | FALSE | 0 | FALSE | 0 | FALSE | 0 | FALSE | 0 | TRUE | 1400 | FALSE | 0 | FALSE | 0 | FALSE | 0 | FALSE | 0 | FALSE | 0 | FALSE | 0 | FALSE | 0 | FALSE | 0 | FALSE | 0 | FALSE | 0 | FALSE | 0 | FALSE | 0 | FALSE | 0 | FALSE | 0 | FALSE | 0 | FALSE | 0 | FALSE | 0 | FALSE | 0 | FALSE | 0 | FALSE | 0
50 |  | 0 | 2253 | FALSE |  | FALSE |  | FALSE |  | FALSE |  | FALSE |  | FALSE |  | FALSE |  | FALSE |  | FALSE |  | FALSE |  | FALSE |  | FALSE | 0 | FALSE | 0 | FALSE | 0 | FALSE | 0 | FALSE | 0 | FALSE | 0 | FALSE | 0 | FALSE | 0 | FALSE | 0 | FALSE | 0 | FALSE | 0 | FALSE | 0 | FALSE | 0 | FALSE | 0 | FALSE | 0 | FALSE | 0 | FALSE | 0 | FALSE | 0 | FALSE | 0 | TRUE | 1400 | FALSE | 0 | FALSE | 0 | FALSE | 0 | FALSE | 0 | FALSE | 0 | FALSE | 0 | FALSE | 0 | FALSE | 0 | FALSE | 0 | FALSE | 0 | FALSE | 0 | FALSE | 0 | FALSE | 0 | FALSE | 0 | FALSE | 0 | FALSE | 0 | FALSE | 0 | FALSE | 0 | FALSE | 0 | FALSE | 0
50 |  | 0 | 2252 | FALSE |  | FALSE |  | FALSE |  | FALSE |  | FALSE |  | FALSE |  | FALSE |  | FALSE |  | FALSE |  | FALSE |  | FALSE |  | FALSE | 0 | FALSE | 0 | FALSE | 0 | FALSE | 0 | FALSE | 0 | FALSE | 0 | FALSE | 0 | FALSE | 0 | FALSE | 0 | FALSE | 0 | FALSE | 0 | FALSE | 0 | FALSE | 0 | FALSE | 0 | FALSE | 0 | FALSE | 0 | FALSE | 0 | FALSE | 0 | FALSE | 0 | TRUE | 1400 | FALSE | 0 | FALSE | 0 | FALSE | 0 | FALSE | 0 | FALSE | 0 | FALSE | 0 | FALSE | 0 | FALSE | 0 | FALSE | 0 | FALSE | 0 | FALSE | 0 | FALSE | 0 | FALSE | 0 | FALSE | 0 | FALSE | 0 | FALSE | 0 | FALSE | 0 | FALSE | 0 | FALSE | 0 | FALSE | 0
50 |  | 0 | 2251 | FALSE |  | FALSE |  | FALSE |  | FALSE |  | FALSE |  | FALSE |  | FALSE |  | FALSE |  | FALSE |  | FALSE |  | FALSE |  | FALSE | 0 | FALSE | 0 | FALSE | 0 | FALSE | 0 | FALSE | 0 | FALSE | 0 | FALSE | 0 | FALSE | 0 | FALSE | 0 | FALSE | 0 | FALSE | 0 | FALSE | 0 | FALSE | 0 | FALSE | 0 | FALSE | 0 | FALSE | 0 | FALSE | 0 | FALSE | 0 | FALSE | 0 | TRUE | 1400 | FALSE | 0 | FALSE | 0 | FALSE | 0 | FALSE | 0 | FALSE | 0 | FALSE | 0 | FALSE | 0 | FALSE | 0 | FALSE | 0 | FALSE | 0 | FALSE | 0 | FALSE | 0 | FALSE | 0 | FALSE | 0 | FALSE | 0 | FALSE | 0 | FALSE | 0 | FALSE | 0 | FALSE | 0 | FALSE | 0
50 |  | 0 | 2250 | FALSE |  | FALSE |  | FALSE |  | FALSE |  | FALSE |  | FALSE |  | FALSE |  | FALSE |  | FALSE |  | FALSE |  | FALSE |  | FALSE | 0 | FALSE | 0 | FALSE | 0 | FALSE | 0 | FALSE | 0 | FALSE | 0 | FALSE | 0 | FALSE | 0 | FALSE | 0 | FALSE | 0 | FALSE | 0 | FALSE | 0 | FALSE | 0 | FALSE | 0 | FALSE | 0 | FALSE | 0 | FALSE | 0 | FALSE | 0 | FALSE | 0 | TRUE | 1400 | FALSE | 0 | FALSE | 0 | FALSE | 0 | FALSE | 0 | FALSE | 0 | FALSE | 0 | FALSE | 0 | FALSE | 0 | FALSE | 0 | FALSE | 0 | FALSE | 0 | FALSE | 0 | FALSE | 0 | FALSE | 0 | FALSE | 0 | FALSE | 0 | FALSE | 0 | FALSE | 0 | FALSE | 0 | FALSE | 0
50 |  | 0 | 2249 | FALSE |  | FALSE |  | FALSE |  | FALSE |  | FALSE |  | FALSE |  | FALSE |  | FALSE |  | FALSE |  | FALSE |  | FALSE |  | FALSE | 0 | FALSE | 0 | FALSE | 0 | FALSE | 0 | FALSE | 0 | FALSE | 0 | FALSE | 0 | FALSE | 0 | FALSE | 0 | FALSE | 0 | FALSE | 0 | FALSE | 0 | FALSE | 0 | FALSE | 0 | FALSE | 0 | FALSE | 0 | FALSE | 0 | FALSE | 0 | FALSE | 0 | TRUE | 1400 | FALSE | 0 | FALSE | 0 | FALSE | 0 | FALSE | 0 | FALSE | 0 | FALSE | 0 | FALSE | 0 | FALSE | 0 | FALSE | 0 | FALSE | 0 | FALSE | 0 | FALSE | 0 | FALSE | 0 | FALSE | 0 | FALSE | 0 | FALSE | 0 | FALSE | 0 | FALSE | 0 | FALSE | 0 | FALSE | 0
50 |  | 0 | 2248 | FALSE |  | FALSE |  | FALSE |  | FALSE |  | FALSE |  | FALSE |  | FALSE |  | FALSE |  | FALSE |  | FALSE |  | FALSE |  | FALSE | 0 | FALSE | 0 | FALSE | 0 | FALSE | 0 | FALSE | 0 | FALSE | 0 | FALSE | 0 | FALSE | 0 | FALSE | 0 | FALSE | 0 | FALSE | 0 | FALSE | 0 | FALSE | 0 | FALSE | 0 | FALSE | 0 | FALSE | 0 | FALSE | 0 | FALSE | 0 | FALSE | 0 | TRUE | 1400 | FALSE | 0 | FALSE | 0 | FALSE | 0 | FALSE | 0 | FALSE | 0 | FALSE | 0 | FALSE | 0 | FALSE | 0 | FALSE | 0 | FALSE | 0 | FALSE | 0 | FALSE | 0 | FALSE | 0 | FALSE | 0 | FALSE | 0 | FALSE | 0 | FALSE | 0 | FALSE | 0 | FALSE | 0 | FALSE | 0
50 |  | 0 | 2247 | FALSE |  | FALSE |  | FALSE |  | FALSE |  | FALSE |  | FALSE |  | FALSE |  | FALSE |  | FALSE |  | FALSE |  | FALSE |  | FALSE | 0 | FALSE | 0 | FALSE | 0 | FALSE | 0 | FALSE | 0 | FALSE | 0 | FALSE | 0 | FALSE | 0 | FALSE | 0 | FALSE | 0 | FALSE | 0 | FALSE | 0 | FALSE | 0 | FALSE | 0 | FALSE | 0 | FALSE | 0 | FALSE | 0 | FALSE | 0 | FALSE | 0 | TRUE | 1400 | FALSE | 0 | FALSE | 0 | FALSE | 0 | FALSE | 0 | FALSE | 0 | FALSE | 0 | FALSE | 0 | FALSE | 0 | FALSE | 0 | FALSE | 0 | FALSE | 0 | FALSE | 0 | FALSE | 0 | FALSE | 0 | FALSE | 0 | FALSE | 0 | FALSE | 0 | FALSE | 0 | FALSE | 0 | FALSE | 0
50 |  | 0 | 2246 | FALSE |  | FALSE |  | FALSE |  | FALSE |  | FALSE |  | FALSE |  | FALSE |  | FALSE |  | FALSE |  | FALSE |  | FALSE |  | FALSE | 0 | FALSE | 0 | FALSE | 0 | FALSE | 0 | FALSE | 0 | FALSE | 0 | FALSE | 0 | FALSE | 0 | FALSE | 0 | FALSE | 0 | FALSE | 0 | FALSE | 0 | FALSE | 0 | FALSE | 0 | FALSE | 0 | FALSE | 0 | FALSE | 0 | FALSE | 0 | FALSE | 0 | TRUE | 1400 | FALSE | 0 | FALSE | 0 | FALSE | 0 | FALSE | 0 | FALSE | 0 | FALSE | 0 | FALSE | 0 | FALSE | 0 | FALSE | 0 | FALSE | 0 | FALSE | 0 | FALSE | 0 | FALSE | 0 | FALSE | 0 | FALSE | 0 | FALSE | 0 | FALSE | 0 | FALSE | 0 | FALSE | 0 | FALSE | 0
50 |  | 0 | 2245 | FALSE |  | FALSE |  | FALSE |  | FALSE |  | FALSE |  | FALSE |  | FALSE |  | FALSE |  | FALSE |  | FALSE |  | FALSE |  | FALSE | 0 | FALSE | 0 | FALSE | 0 | FALSE | 0 | FALSE | 0 | FALSE | 0 | FALSE | 0 | FALSE | 0 | FALSE | 0 | FALSE | 0 | FALSE | 0 | FALSE | 0 | FALSE | 0 | FALSE | 0 | FALSE | 0 | FALSE | 0 | FALSE | 0 | FALSE | 0 | FALSE | 0 | TRUE | 1400 | FALSE | 0 | FALSE | 0 | FALSE | 0 | FALSE | 0 | FALSE | 0 | FALSE | 0 | FALSE | 0 | FALSE | 0 | FALSE | 0 | FALSE | 0 | FALSE | 0 | FALSE | 0 | FALSE | 0 | FALSE | 0 | FALSE | 0 | FALSE | 0 | FALSE | 0 | FALSE | 0 | FALSE | 0 | FALSE | 0
50 |  | 0 | 2244 | FALSE |  | FALSE |  | FALSE |  | FALSE |  | FALSE |  | FALSE |  | FALSE |  | FALSE |  | FALSE |  | FALSE |  | FALSE |  | FALSE | 0 | FALSE | 0 | FALSE | 0 | FALSE | 0 | FALSE | 0 | FALSE | 0 | FALSE | 0 | FALSE | 0 | FALSE | 0 | FALSE | 0 | FALSE | 0 | FALSE | 0 | FALSE | 0 | FALSE | 0 | FALSE | 0 | FALSE | 0 | FALSE | 0 | FALSE | 0 | FALSE | 0 | TRUE | 1400 | FALSE | 0 | FALSE | 0 | FALSE | 0 | FALSE | 0 | FALSE | 0 | FALSE | 0 | FALSE | 0 | FALSE | 0 | FALSE | 0 | FALSE | 0 | FALSE | 0 | FALSE | 0 | FALSE | 0 | FALSE | 0 | FALSE | 0 | FALSE | 0 | FALSE | 0 | FALSE | 0 | FALSE | 0 | FALSE | 0
50 |  | 0 | 2243 | FALSE |  | FALSE |  | FALSE |  | FALSE |  | FALSE |  | FALSE |  | FALSE |  | FALSE |  | FALSE |  | FALSE |  | FALSE |  | FALSE | 0 | FALSE | 0 | FALSE | 0 | FALSE | 0 | FALSE | 0 | FALSE | 0 | FALSE | 0 | FALSE | 0 | FALSE | 0 | FALSE | 0 | FALSE | 0 | FALSE | 0 | FALSE | 0 | FALSE | 0 | FALSE | 0 | FALSE | 0 | FALSE | 0 | FALSE | 0 | FALSE | 0 | TRUE | 1400 | FALSE | 0 | FALSE | 0 | FALSE | 0 | FALSE | 0 | FALSE | 0 | FALSE | 0 | FALSE | 0 | FALSE | 0 | FALSE | 0 | FALSE | 0 | FALSE | 0 | FALSE | 0 | FALSE | 0 | FALSE | 0 | FALSE | 0 | FALSE | 0 | FALSE | 0 | FALSE | 0 | FALSE | 0 | FALSE | 0
50 |  | 0 | 2242 | FALSE |  | FALSE |  | FALSE |  | FALSE |  | FALSE |  | FALSE |  | FALSE |  | FALSE |  | FALSE |  | FALSE |  | FALSE |  | FALSE | 0 | FALSE | 0 | FALSE | 0 | FALSE | 0 | FALSE | 0 | FALSE | 0 | FALSE | 0 | FALSE | 0 | FALSE | 0 | FALSE | 0 | FALSE | 0 | FALSE | 0 | FALSE | 0 | FALSE | 0 | FALSE | 0 | FALSE | 0 | FALSE | 0 | FALSE | 0 | FALSE | 0 | TRUE | 1400 | FALSE | 0 | FALSE | 0 | FALSE | 0 | FALSE | 0 | FALSE | 0 | FALSE | 0 | FALSE | 0 | FALSE | 0 | FALSE | 0 | FALSE | 0 | FALSE | 0 | FALSE | 0 | FALSE | 0 | FALSE | 0 | FALSE | 0 | FALSE | 0 | FALSE | 0 | FALSE | 0 | FALSE | 0 | FALSE | 0
50 |  | 0 | 2241 | FALSE |  | FALSE |  | FALSE |  | FALSE |  | FALSE |  | FALSE |  | FALSE |  | FALSE |  | FALSE |  | FALSE |  | FALSE |  | FALSE | 0 | FALSE | 0 | FALSE | 0 | FALSE | 0 | FALSE | 0 | FALSE | 0 | FALSE | 0 | FALSE | 0 | FALSE | 0 | FALSE | 0 | FALSE | 0 | FALSE | 0 | FALSE | 0 | FALSE | 0 | FALSE | 0 | FALSE | 0 | FALSE | 0 | FALSE | 0 | FALSE | 0 | TRUE | 1400 | FALSE | 0 | FALSE | 0 | FALSE | 0 | FALSE | 0 | FALSE | 0 | FALSE | 0 | FALSE | 0 | FALSE | 0 | FALSE | 0 | FALSE | 0 | FALSE | 0 | FALSE | 0 | FALSE | 0 | FALSE | 0 | FALSE | 0 | FALSE | 0 | FALSE | 0 | FALSE | 0 | FALSE | 0 | FALSE | 0
50 |  | 0 | 2240 | FALSE |  | FALSE |  | FALSE |  | FALSE |  | FALSE |  | FALSE |  | FALSE |  | FALSE |  | FALSE |  | FALSE |  | FALSE |  | FALSE | 0 | FALSE | 0 | FALSE | 0 | FALSE | 0 | FALSE | 0 | FALSE | 0 | FALSE | 0 | FALSE | 0 | FALSE | 0 | FALSE | 0 | FALSE | 0 | FALSE | 0 | FALSE | 0 | FALSE | 0 | FALSE | 0 | FALSE | 0 | FALSE | 0 | FALSE | 0 | FALSE | 0 | TRUE | 1400 | FALSE | 0 | FALSE | 0 | FALSE | 0 | FALSE | 0 | FALSE | 0 | FALSE | 0 | FALSE | 0 | FALSE | 0 | FALSE | 0 | FALSE | 0 | FALSE | 0 | FALSE | 0 | FALSE | 0 | FALSE | 0 | FALSE | 0 | FALSE | 0 | FALSE | 0 | FALSE | 0 | FALSE | 0 | FALSE | 0
50 |  | 0 | 2239 | FALSE |  | FALSE |  | FALSE |  | FALSE |  | FALSE |  | FALSE |  | FALSE |  | FALSE |  | FALSE |  | FALSE |  | FALSE |  | FALSE | 0 | FALSE | 0 | FALSE | 0 | FALSE | 0 | FALSE | 0 | FALSE | 0 | FALSE | 0 | FALSE | 0 | FALSE | 0 | FALSE | 0 | FALSE | 0 | FALSE | 0 | FALSE | 0 | FALSE | 0 | FALSE | 0 | FALSE | 0 | FALSE | 0 | FALSE | 0 | FALSE | 0 | TRUE | 1400 | FALSE | 0 | FALSE | 0 | FALSE | 0 | FALSE | 0 | FALSE | 0 | FALSE | 0 | FALSE | 0 | FALSE | 0 | FALSE | 0 | FALSE | 0 | FALSE | 0 | FALSE | 0 | FALSE | 0 | FALSE | 0 | FALSE | 0 | FALSE | 0 | FALSE | 0 | FALSE | 0 | FALSE | 0 | FALSE | 0
50 |  | 0 | 2238 | FALSE |  | FALSE |  | FALSE |  | FALSE |  | FALSE |  | FALSE |  | FALSE |  | FALSE |  | FALSE |  | FALSE |  | FALSE |  | FALSE | 0 | FALSE | 0 | FALSE | 0 | FALSE | 0 | FALSE | 0 | FALSE | 0 | FALSE | 0 | FALSE | 0 | FALSE | 0 | FALSE | 0 | FALSE | 0 | FALSE | 0 | FALSE | 0 | FALSE | 0 | FALSE | 0 | FALSE | 0 | FALSE | 0 | FALSE | 0 | FALSE | 0 | TRUE | 1400 | FALSE | 0 | FALSE | 0 | FALSE | 0 | FALSE | 0 | FALSE | 0 | FALSE | 0 | FALSE | 0 | FALSE | 0 | FALSE | 0 | FALSE | 0 | FALSE | 0 | FALSE | 0 | FALSE | 0 | FALSE | 0 | FALSE | 0 | FALSE | 0 | FALSE | 0 | FALSE | 0 | FALSE | 0 | FALSE | 0
50 |  | 0 | 2237 | FALSE |  | FALSE |  | FALSE |  | FALSE |  | FALSE |  | FALSE |  | FALSE |  | FALSE |  | FALSE |  | FALSE |  | FALSE |  | FALSE | 0 | FALSE | 0 | FALSE | 0 | FALSE | 0 | FALSE | 0 | FALSE | 0 | FALSE | 0 | FALSE | 0 | FALSE | 0 | FALSE | 0 | FALSE | 0 | FALSE | 0 | FALSE | 0 | FALSE | 0 | FALSE | 0 | FALSE | 0 | FALSE | 0 | FALSE | 0 | FALSE | 0 | TRUE | 1400 | FALSE | 0 | FALSE | 0 | FALSE | 0 | FALSE | 0 | FALSE | 0 | FALSE | 0 | FALSE | 0 | FALSE | 0 | FALSE | 0 | FALSE | 0 | FALSE | 0 | FALSE | 0 | FALSE | 0 | FALSE | 0 | FALSE | 0 | FALSE | 0 | FALSE | 0 | FALSE | 0 | FALSE | 0 | FALSE | 0
50 |  | 0 | 2236 | FALSE |  | FALSE |  | FALSE |  | FALSE |  | FALSE |  | FALSE |  | FALSE |  | FALSE |  | FALSE |  | FALSE |  | FALSE |  | FALSE | 0 | FALSE | 0 | FALSE | 0 | FALSE | 0 | FALSE | 0 | FALSE | 0 | FALSE | 0 | FALSE | 0 | FALSE | 0 | FALSE | 0 | FALSE | 0 | FALSE | 0 | FALSE | 0 | FALSE | 0 | FALSE | 0 | FALSE | 0 | FALSE | 0 | FALSE | 0 | FALSE | 0 | TRUE | 1400 | FALSE | 0 | FALSE | 0 | FALSE | 0 | FALSE | 0 | FALSE | 0 | FALSE | 0 | FALSE | 0 | FALSE | 0 | FALSE | 0 | FALSE | 0 | FALSE | 0 | FALSE | 0 | FALSE | 0 | FALSE | 0 | FALSE | 0 | FALSE | 0 | FALSE | 0 | FALSE | 0 | FALSE | 0 | FALSE | 0
50 |  | 0 | 2235 | FALSE |  | FALSE |  | FALSE |  | FALSE |  | FALSE |  | FALSE |  | FALSE |  | FALSE |  | FALSE |  | FALSE |  | FALSE |  | FALSE | 0 | FALSE | 0 | FALSE | 0 | FALSE | 0 | FALSE | 0 | FALSE | 0 | FALSE | 0 | FALSE | 0 | FALSE | 0 | FALSE | 0 | FALSE | 0 | FALSE | 0 | FALSE | 0 | FALSE | 0 | FALSE | 0 | FALSE | 0 | FALSE | 0 | FALSE | 0 | FALSE | 0 | TRUE | 1400 | FALSE | 0 | FALSE | 0 | FALSE | 0 | FALSE | 0 | FALSE | 0 | FALSE | 0 | FALSE | 0 | FALSE | 0 | FALSE | 0 | FALSE | 0 | FALSE | 0 | FALSE | 0 | FALSE | 0 | FALSE | 0 | FALSE | 0 | FALSE | 0 | FALSE | 0 | FALSE | 0 | FALSE | 0 | FALSE | 0
50 |  | 0 | 2234 | FALSE |  | FALSE |  | FALSE |  | FALSE |  | FALSE |  | FALSE |  | FALSE |  | FALSE |  | FALSE |  | FALSE |  | FALSE |  | FALSE | 0 | FALSE | 0 | FALSE | 0 | FALSE | 0 | FALSE | 0 | FALSE | 0 | FALSE | 0 | FALSE | 0 | FALSE | 0 | FALSE | 0 | FALSE | 0 | FALSE | 0 | FALSE | 0 | FALSE | 0 | FALSE | 0 | FALSE | 0 | FALSE | 0 | FALSE | 0 | FALSE | 0 | TRUE | 1400 | FALSE | 0 | FALSE | 0 | FALSE | 0 | FALSE | 0 | FALSE | 0 | FALSE | 0 | FALSE | 0 | FALSE | 0 | FALSE | 0 | FALSE | 0 | FALSE | 0 | FALSE | 0 | FALSE | 0 | FALSE | 0 | FALSE | 0 | FALSE | 0 | FALSE | 0 | FALSE | 0 | FALSE | 0 | FALSE | 0
50 |  | 0 | 2233 | FALSE |  | FALSE |  | FALSE |  | FALSE |  | FALSE |  | FALSE |  | FALSE |  | FALSE |  | FALSE |  | FALSE |  | FALSE |  | FALSE | 0 | FALSE | 0 | FALSE | 0 | FALSE | 0 | FALSE | 0 | FALSE | 0 | FALSE | 0 | FALSE | 0 | FALSE | 0 | FALSE | 0 | FALSE | 0 | FALSE | 0 | FALSE | 0 | FALSE | 0 | FALSE | 0 | FALSE | 0 | FALSE | 0 | FALSE | 0 | FALSE | 0 | TRUE | 1400 | FALSE | 0 | FALSE | 0 | FALSE | 0 | FALSE | 0 | FALSE | 0 | FALSE | 0 | FALSE | 0 | FALSE | 0 | FALSE | 0 | FALSE | 0 | FALSE | 0 | FALSE | 0 | FALSE | 0 | FALSE | 0 | FALSE | 0 | FALSE | 0 | FALSE | 0 | FALSE | 0 | FALSE | 0 | FALSE | 0
50 |  | 0 | 2232 | FALSE |  | FALSE |  | FALSE |  | FALSE |  | FALSE |  | FALSE |  | FALSE |  | FALSE |  | FALSE |  | FALSE |  | FALSE |  | FALSE | 0 | FALSE | 0 | FALSE | 0 | FALSE | 0 | FALSE | 0 | FALSE | 0 | FALSE | 0 | FALSE | 0 | FALSE | 0 | FALSE | 0 | FALSE | 0 | FALSE | 0 | FALSE | 0 | FALSE | 0 | FALSE | 0 | FALSE | 0 | FALSE | 0 | FALSE | 0 | FALSE | 0 | TRUE | 1400 | FALSE | 0 | FALSE | 0 | FALSE | 0 | FALSE | 0 | FALSE | 0 | FALSE | 0 | FALSE | 0 | FALSE | 0 | FALSE | 0 | FALSE | 0 | FALSE | 0 | FALSE | 0 | FALSE | 0 | FALSE | 0 | FALSE | 0 | FALSE | 0 | FALSE | 0 | FALSE | 0 | FALSE | 0 | FALSE | 0
50 |  | 0 | 2231 | FALSE |  | FALSE |  | FALSE |  | FALSE |  | FALSE |  | FALSE |  | FALSE |  | FALSE |  | FALSE |  | FALSE |  | FALSE |  | FALSE | 0 | FALSE | 0 | FALSE | 0 | FALSE | 0 | FALSE | 0 | FALSE | 0 | FALSE | 0 | FALSE | 0 | FALSE | 0 | FALSE | 0 | FALSE | 0 | FALSE | 0 | FALSE | 0 | FALSE | 0 | FALSE | 0 | FALSE | 0 | FALSE | 0 | FALSE | 0 | FALSE | 0 | TRUE | 1400 | FALSE | 0 | FALSE | 0 | FALSE | 0 | FALSE | 0 | FALSE | 0 | FALSE | 0 | FALSE | 0 | FALSE | 0 | FALSE | 0 | FALSE | 0 | FALSE | 0 | FALSE | 0 | FALSE | 0 | FALSE | 0 | FALSE | 0 | FALSE | 0 | FALSE | 0 | FALSE | 0 | FALSE | 0 | FALSE | 0
50 |  | 0 | 2230 | FALSE |  | FALSE |  | FALSE |  | FALSE |  | FALSE |  | FALSE |  | FALSE |  | FALSE |  | FALSE |  | FALSE |  | FALSE |  | FALSE | 0 | FALSE | 0 | FALSE | 0 | FALSE | 0 | FALSE | 0 | FALSE | 0 | FALSE | 0 | FALSE | 0 | FALSE | 0 | FALSE | 0 | FALSE | 0 | FALSE | 0 | FALSE | 0 | FALSE | 0 | FALSE | 0 | FALSE | 0 | FALSE | 0 | FALSE | 0 | FALSE | 0 | TRUE | 1400 | FALSE | 0 | FALSE | 0 | FALSE | 0 | FALSE | 0 | FALSE | 0 | FALSE | 0 | FALSE | 0 | FALSE | 0 | FALSE | 0 | FALSE | 0 | FALSE | 0 | FALSE | 0 | FALSE | 0 | FALSE | 0 | FALSE | 0 | FALSE | 0 | FALSE | 0 | FALSE | 0 | FALSE | 0 | FALSE | 0
50 |  | 0 | 2229 | FALSE |  | FALSE |  | FALSE |  | FALSE |  | FALSE |  | FALSE |  | FALSE |  | FALSE |  | FALSE |  | FALSE |  | FALSE |  | FALSE | 0 | FALSE | 0 | FALSE | 0 | FALSE | 0 | FALSE | 0 | FALSE | 0 | FALSE | 0 | FALSE | 0 | FALSE | 0 | FALSE | 0 | FALSE | 0 | FALSE | 0 | FALSE | 0 | FALSE | 0 | FALSE | 0 | FALSE | 0 | FALSE | 0 | FALSE | 0 | FALSE | 0 | TRUE | 1400 | FALSE | 0 | FALSE | 0 | FALSE | 0 | FALSE | 0 | FALSE | 0 | FALSE | 0 | FALSE | 0 | FALSE | 0 | FALSE | 0 | FALSE | 0 | FALSE | 0 | FALSE | 0 | FALSE | 0 | FALSE | 0 | FALSE | 0 | FALSE | 0 | FALSE | 0 | FALSE | 0 | FALSE | 0 | FALSE | 0
50 |  | 0 | 2228 | FALSE |  | FALSE |  | FALSE |  | FALSE |  | FALSE |  | FALSE |  | FALSE |  | FALSE |  | FALSE |  | FALSE |  | FALSE |  | FALSE | 0 | FALSE | 0 | FALSE | 0 | FALSE | 0 | FALSE | 0 | FALSE | 0 | FALSE | 0 | FALSE | 0 | FALSE | 0 | FALSE | 0 | FALSE | 0 | FALSE | 0 | FALSE | 0 | FALSE | 0 | FALSE | 0 | FALSE | 0 | FALSE | 0 | FALSE | 0 | FALSE | 0 | TRUE | 1400 | FALSE | 0 | FALSE | 0 | FALSE | 0 | FALSE | 0 | FALSE | 0 | FALSE | 0 | FALSE | 0 | FALSE | 0 | FALSE | 0 | FALSE | 0 | FALSE | 0 | FALSE | 0 | FALSE | 0 | FALSE | 0 | FALSE | 0 | FALSE | 0 | FALSE | 0 | FALSE | 0 | FALSE | 0 | FALSE | 0
50 |  | 0 | 2227 | FALSE |  | FALSE |  | FALSE |  | FALSE |  | FALSE |  | FALSE |  | FALSE |  | FALSE |  | FALSE |  | FALSE |  | FALSE |  | FALSE | 0 | FALSE | 0 | FALSE | 0 | FALSE | 0 | FALSE | 0 | FALSE | 0 | FALSE | 0 | FALSE | 0 | FALSE | 0 | FALSE | 0 | FALSE | 0 | FALSE | 0 | FALSE | 0 | FALSE | 0 | FALSE | 0 | FALSE | 0 | FALSE | 0 | FALSE | 0 | FALSE | 0 | TRUE | 1400 | FALSE | 0 | FALSE | 0 | FALSE | 0 | FALSE | 0 | FALSE | 0 | FALSE | 0 | FALSE | 0 | FALSE | 0 | FALSE | 0 | FALSE | 0 | FALSE | 0 | FALSE | 0 | FALSE | 0 | FALSE | 0 | FALSE | 0 | FALSE | 0 | FALSE | 0 | FALSE | 0 | FALSE | 0 | FALSE | 0
50 |  | 0 | 2226 | FALSE |  | FALSE |  | FALSE |  | FALSE |  | FALSE |  | FALSE |  | FALSE |  | FALSE |  | FALSE |  | FALSE |  | FALSE |  | FALSE | 0 | FALSE | 0 | FALSE | 0 | FALSE | 0 | FALSE | 0 | FALSE | 0 | FALSE | 0 | FALSE | 0 | FALSE | 0 | FALSE | 0 | FALSE | 0 | FALSE | 0 | FALSE | 0 | FALSE | 0 | FALSE | 0 | FALSE | 0 | FALSE | 0 | FALSE | 0 | FALSE | 0 | TRUE | 1400 | FALSE | 0 | FALSE | 0 | FALSE | 0 | FALSE | 0 | FALSE | 0 | FALSE | 0 | FALSE | 0 | FALSE | 0 | FALSE | 0 | FALSE | 0 | FALSE | 0 | FALSE | 0 | FALSE | 0 | FALSE | 0 | FALSE | 0 | FALSE | 0 | FALSE | 0 | FALSE | 0 | FALSE | 0 | FALSE | 0
50 |  | 0 | 2225 | FALSE |  | FALSE |  | FALSE |  | FALSE |  | FALSE |  | FALSE |  | FALSE |  | FALSE |  | FALSE |  | FALSE |  | FALSE |  | FALSE | 0 | FALSE | 0 | FALSE | 0 | FALSE | 0 | FALSE | 0 | FALSE | 0 | FALSE | 0 | FALSE | 0 | FALSE | 0 | FALSE | 0 | FALSE | 0 | FALSE | 0 | FALSE | 0 | FALSE | 0 | FALSE | 0 | FALSE | 0 | FALSE | 0 | FALSE | 0 | FALSE | 0 | TRUE | 1400 | FALSE | 0 | FALSE | 0 | FALSE | 0 | FALSE | 0 | FALSE | 0 | FALSE | 0 | FALSE | 0 | FALSE | 0 | FALSE | 0 | FALSE | 0 | FALSE | 0 | FALSE | 0 | FALSE | 0 | FALSE | 0 | FALSE | 0 | FALSE | 0 | FALSE | 0 | FALSE | 0 | FALSE | 0 | FALSE | 0
50 |  | 0 | 2224 | FALSE |  | FALSE |  | FALSE |  | FALSE |  | FALSE |  | FALSE |  | FALSE |  | FALSE |  | FALSE |  | FALSE |  | FALSE |  | FALSE | 0 | FALSE | 0 | FALSE | 0 | FALSE | 0 | FALSE | 0 | FALSE | 0 | FALSE | 0 | FALSE | 0 | FALSE | 0 | FALSE | 0 | FALSE | 0 | FALSE | 0 | FALSE | 0 | FALSE | 0 | FALSE | 0 | FALSE | 0 | FALSE | 0 | FALSE | 0 | FALSE | 0 | TRUE | 1400 | FALSE | 0 | FALSE | 0 | FALSE | 0 | FALSE | 0 | FALSE | 0 | FALSE | 0 | FALSE | 0 | FALSE | 0 | FALSE | 0 | FALSE | 0 | FALSE | 0 | FALSE | 0 | FALSE | 0 | FALSE | 0 | FALSE | 0 | FALSE | 0 | FALSE | 0 | FALSE | 0 | FALSE | 0 | FALSE | 0
50 |  | 0 | 2223 | FALSE |  | FALSE |  | FALSE |  | FALSE |  | FALSE |  | FALSE |  | FALSE |  | FALSE |  | FALSE |  | FALSE |  | FALSE |  | FALSE | 0 | FALSE | 0 | FALSE | 0 | FALSE | 0 | FALSE | 0 | FALSE | 0 | FALSE | 0 | FALSE | 0 | FALSE | 0 | FALSE | 0 | FALSE | 0 | FALSE | 0 | FALSE | 0 | FALSE | 0 | FALSE | 0 | FALSE | 0 | FALSE | 0 | FALSE | 0 | FALSE | 0 | TRUE | 1400 | FALSE | 0 | FALSE | 0 | FALSE | 0 | FALSE | 0 | FALSE | 0 | FALSE | 0 | FALSE | 0 | FALSE | 0 | FALSE | 0 | FALSE | 0 | FALSE | 0 | FALSE | 0 | FALSE | 0 | FALSE | 0 | FALSE | 0 | FALSE | 0 | FALSE | 0 | FALSE | 0 | FALSE | 0 | FALSE | 0
50 |  | 0 | 2222 | FALSE |  | FALSE |  | FALSE |  | FALSE |  | FALSE |  | FALSE |  | FALSE |  | FALSE |  | FALSE |  | FALSE |  | FALSE |  | FALSE | 0 | FALSE | 0 | FALSE | 0 | FALSE | 0 | FALSE | 0 | FALSE | 0 | FALSE | 0 | FALSE | 0 | FALSE | 0 | FALSE | 0 | FALSE | 0 | FALSE | 0 | FALSE | 0 | FALSE | 0 | FALSE | 0 | FALSE | 0 | FALSE | 0 | FALSE | 0 | FALSE | 0 | TRUE | 1400 | FALSE | 0 | FALSE | 0 | FALSE | 0 | FALSE | 0 | FALSE | 0 | FALSE | 0 | FALSE | 0 | FALSE | 0 | FALSE | 0 | FALSE | 0 | FALSE | 0 | FALSE | 0 | FALSE | 0 | FALSE | 0 | FALSE | 0 | FALSE | 0 | FALSE | 0 | FALSE | 0 | FALSE | 0 | FALSE | 0
50 |  | 0 | 2221 | FALSE |  | FALSE |  | FALSE |  | FALSE |  | FALSE |  | FALSE |  | FALSE |  | FALSE |  | FALSE |  | FALSE |  | FALSE |  | FALSE | 0 | FALSE | 0 | FALSE | 0 | FALSE | 0 | FALSE | 0 | FALSE | 0 | FALSE | 0 | FALSE | 0 | FALSE | 0 | FALSE | 0 | FALSE | 0 | FALSE | 0 | FALSE | 0 | FALSE | 0 | FALSE | 0 | FALSE | 0 | FALSE | 0 | FALSE | 0 | FALSE | 0 | TRUE | 1400 | FALSE | 0 | FALSE | 0 | FALSE | 0 | FALSE | 0 | FALSE | 0 | FALSE | 0 | FALSE | 0 | FALSE | 0 | FALSE | 0 | FALSE | 0 | FALSE | 0 | FALSE | 0 | FALSE | 0 | FALSE | 0 | FALSE | 0 | FALSE | 0 | FALSE | 0 | FALSE | 0 | FALSE | 0 | FALSE | 0
50 |  | 0 | 2220 | FALSE |  | FALSE |  | FALSE |  | FALSE |  | FALSE |  | FALSE |  | FALSE |  | FALSE |  | FALSE |  | FALSE |  | FALSE |  | FALSE | 0 | FALSE | 0 | FALSE | 0 | FALSE | 0 | FALSE | 0 | FALSE | 0 | FALSE | 0 | FALSE | 0 | FALSE | 0 | FALSE | 0 | FALSE | 0 | FALSE | 0 | FALSE | 0 | FALSE | 0 | FALSE | 0 | FALSE | 0 | FALSE | 0 | FALSE | 0 | FALSE | 0 | TRUE | 1400 | FALSE | 0 | FALSE | 0 | FALSE | 0 | FALSE | 0 | FALSE | 0 | FALSE | 0 | FALSE | 0 | FALSE | 0 | FALSE | 0 | FALSE | 0 | FALSE | 0 | FALSE | 0 | FALSE | 0 | FALSE | 0 | FALSE | 0 | FALSE | 0 | FALSE | 0 | FALSE | 0 | FALSE | 0 | FALSE | 0
50 |  | 0 | 2219 | FALSE |  | FALSE |  | FALSE |  | FALSE |  | FALSE |  | FALSE |  | FALSE |  | FALSE |  | FALSE |  | FALSE |  | FALSE |  | FALSE | 0 | FALSE | 0 | FALSE | 0 | FALSE | 0 | FALSE | 0 | FALSE | 0 | FALSE | 0 | FALSE | 0 | FALSE | 0 | FALSE | 0 | FALSE | 0 | FALSE | 0 | FALSE | 0 | FALSE | 0 | FALSE | 0 | FALSE | 0 | FALSE | 0 | FALSE | 0 | FALSE | 0 | TRUE | 1400 | FALSE | 0 | FALSE | 0 | FALSE | 0 | FALSE | 0 | FALSE | 0 | FALSE | 0 | FALSE | 0 | FALSE | 0 | FALSE | 0 | FALSE | 0 | FALSE | 0 | FALSE | 0 | FALSE | 0 | FALSE | 0 | FALSE | 0 | FALSE | 0 | FALSE | 0 | FALSE | 0 | FALSE | 0 | FALSE | 0
50 |  | 0 | 2218 | FALSE |  | FALSE |  | FALSE |  | FALSE |  | FALSE |  | FALSE |  | FALSE |  | FALSE |  | FALSE |  | FALSE |  | FALSE | 0 | FALSE | 0 | FALSE | 0 | FALSE | 0 | FALSE | 0 | FALSE | 0 | FALSE | 0 | FALSE | 0 | FALSE | 0 | FALSE | 0 | FALSE | 0 | FALSE | 0 | FALSE | 0 | FALSE | 0 | FALSE | 0 | FALSE | 0 | FALSE | 0 | FALSE | 0 | FALSE | 0 | FALSE | 0 | TRUE | 1400 | FALSE | 0 | FALSE | 0 | FALSE | 0 | FALSE | 0 | FALSE | 0 | FALSE | 0 | FALSE | 0 | FALSE | 0 | FALSE | 0 | FALSE | 0 | FALSE | 0 | FALSE | 0 | FALSE | 0 | FALSE | 0 | FALSE | 0 | FALSE | 0 | FALSE | 0 | FALSE | 0 | FALSE | 0 | FALSE | 0
50 |  | 0 | 2217 | FALSE |  | FALSE |  | FALSE |  | FALSE |  | FALSE |  | FALSE |  | FALSE |  | FALSE |  | FALSE |  | FALSE |  | FALSE | 0 | FALSE | 0 | FALSE | 0 | FALSE | 0 | FALSE | 0 | FALSE | 0 | FALSE | 0 | FALSE | 0 | FALSE | 0 | FALSE | 0 | FALSE | 0 | FALSE | 0 | FALSE | 0 | FALSE | 0 | FALSE | 0 | FALSE | 0 | FALSE | 0 | FALSE | 0 | FALSE | 0 | FALSE | 0 | TRUE | 1400 | FALSE | 0 | FALSE | 0 | FALSE | 0 | FALSE | 0 | FALSE | 0 | FALSE | 0 | FALSE | 0 | FALSE | 0 | FALSE | 0 | FALSE | 0 | FALSE | 0 | FALSE | 0 | FALSE | 0 | FALSE | 0 | FALSE | 0 | FALSE | 0 | FALSE | 0 | FALSE | 0 | FALSE | 0 | FALSE | 0
50 |  | 0 | 2216 | FALSE |  | FALSE |  | FALSE |  | FALSE |  | FALSE |  | FALSE |  | FALSE |  | FALSE |  | FALSE |  | FALSE |  | FALSE | 0 | FALSE | 0 | FALSE | 0 | FALSE | 0 | FALSE | 0 | FALSE | 0 | FALSE | 0 | FALSE | 0 | FALSE | 0 | FALSE | 0 | FALSE | 0 | FALSE | 0 | FALSE | 0 | FALSE | 0 | FALSE | 0 | FALSE | 0 | FALSE | 0 | FALSE | 0 | FALSE | 0 | FALSE | 0 | TRUE | 1400 | FALSE | 0 | FALSE | 0 | FALSE | 0 | FALSE | 0 | FALSE | 0 | FALSE | 0 | FALSE | 0 | FALSE | 0 | FALSE | 0 | FALSE | 0 | FALSE | 0 | FALSE | 0 | FALSE | 0 | FALSE | 0 | FALSE | 0 | FALSE | 0 | FALSE | 0 | FALSE | 0 | FALSE | 0 | FALSE | 0
50 |  | 0 | 2215 | FALSE |  | FALSE |  | FALSE |  | FALSE |  | FALSE |  | FALSE |  | FALSE |  | FALSE |  | FALSE |  | FALSE |  | FALSE | 0 | FALSE | 0 | FALSE | 0 | FALSE | 0 | FALSE | 0 | FALSE | 0 | FALSE | 0 | FALSE | 0 | FALSE | 0 | FALSE | 0 | FALSE | 0 | FALSE | 0 | FALSE | 0 | FALSE | 0 | FALSE | 0 | FALSE | 0 | FALSE | 0 | FALSE | 0 | FALSE | 0 | FALSE | 0 | TRUE | 1400 | FALSE | 0 | FALSE | 0 | FALSE | 0 | FALSE | 0 | FALSE | 0 | FALSE | 0 | FALSE | 0 | FALSE | 0 | FALSE | 0 | FALSE | 0 | FALSE | 0 | FALSE | 0 | FALSE | 0 | FALSE | 0 | FALSE | 0 | FALSE | 0 | FALSE | 0 | FALSE | 0 | FALSE | 0 | FALSE | 0
50 |  | 0 | 2214 | FALSE |  | FALSE |  | FALSE |  | FALSE |  | FALSE |  | FALSE |  | FALSE |  | FALSE |  | FALSE |  | FALSE |  | FALSE | 0 | FALSE | 0 | FALSE | 0 | FALSE | 0 | FALSE | 0 | FALSE | 0 | FALSE | 0 | FALSE | 0 | FALSE | 0 | FALSE | 0 | FALSE | 0 | FALSE | 0 | FALSE | 0 | FALSE | 0 | FALSE | 0 | FALSE | 0 | FALSE | 0 | FALSE | 0 | FALSE | 0 | FALSE | 0 | TRUE | 1400 | FALSE | 0 | FALSE | 0 | FALSE | 0 | FALSE | 0 | FALSE | 0 | FALSE | 0 | FALSE | 0 | FALSE | 0 | FALSE | 0 | FALSE | 0 | FALSE | 0 | FALSE | 0 | FALSE | 0 | FALSE | 0 | FALSE | 0 | FALSE | 0 | FALSE | 0 | FALSE | 0 | FALSE | 0 | FALSE | 0
50 |  | 0 | 2213 | FALSE |  | FALSE |  | FALSE |  | FALSE |  | FALSE |  | FALSE |  | FALSE |  | FALSE |  | FALSE |  | FALSE |  | FALSE | 0 | FALSE | 0 | FALSE | 0 | FALSE | 0 | FALSE | 0 | FALSE | 0 | FALSE | 0 | FALSE | 0 | FALSE | 0 | FALSE | 0 | FALSE | 0 | FALSE | 0 | FALSE | 0 | FALSE | 0 | FALSE | 0 | FALSE | 0 | FALSE | 0 | FALSE | 0 | FALSE | 0 | FALSE | 0 | TRUE | 1400 | FALSE | 0 | FALSE | 0 | FALSE | 0 | FALSE | 0 | FALSE | 0 | FALSE | 0 | FALSE | 0 | FALSE | 0 | FALSE | 0 | FALSE | 0 | FALSE | 0 | FALSE | 0 | FALSE | 0 | FALSE | 0 | FALSE | 0 | FALSE | 0 | FALSE | 0 | FALSE | 0 | FALSE | 0 | FALSE | 0
50 |  | 0 | 2212 | FALSE |  | FALSE |  | FALSE |  | FALSE |  | FALSE |  | FALSE |  | FALSE |  | FALSE |  | FALSE |  | FALSE |  | FALSE | 0 | FALSE | 0 | FALSE | 0 | FALSE | 0 | FALSE | 0 | FALSE | 0 | FALSE | 0 | FALSE | 0 | FALSE | 0 | FALSE | 0 | FALSE | 0 | FALSE | 0 | FALSE | 0 | FALSE | 0 | FALSE | 0 | FALSE | 0 | FALSE | 0 | FALSE | 0 | FALSE | 0 | FALSE | 0 | TRUE | 1400 | FALSE | 0 | FALSE | 0 | FALSE | 0 | FALSE | 0 | FALSE | 0 | FALSE | 0 | FALSE | 0 | FALSE | 0 | FALSE | 0 | FALSE | 0 | FALSE | 0 | FALSE | 0 | FALSE | 0 | FALSE | 0 | FALSE | 0 | FALSE | 0 | FALSE | 0 | FALSE | 0 | FALSE | 0 | FALSE | 0
50 |  | 0 | 2211 | FALSE |  | FALSE |  | FALSE |  | FALSE |  | FALSE |  | FALSE |  | FALSE |  | FALSE |  | FALSE |  | FALSE |  | FALSE | 0 | FALSE | 0 | FALSE | 0 | FALSE | 0 | FALSE | 0 | FALSE | 0 | FALSE | 0 | FALSE | 0 | FALSE | 0 | FALSE | 0 | FALSE | 0 | FALSE | 0 | FALSE | 0 | FALSE | 0 | FALSE | 0 | FALSE | 0 | FALSE | 0 | FALSE | 0 | FALSE | 0 | FALSE | 0 | TRUE | 1400 | FALSE | 0 | FALSE | 0 | FALSE | 0 | FALSE | 0 | FALSE | 0 | FALSE | 0 | FALSE | 0 | FALSE | 0 | FALSE | 0 | FALSE | 0 | FALSE | 0 | FALSE | 0 | FALSE | 0 | FALSE | 0 | FALSE | 0 | FALSE | 0 | FALSE | 0 | FALSE | 0 | FALSE | 0 | FALSE | 0
50 |  | 0 | 2210 | FALSE |  | FALSE |  | FALSE |  | FALSE |  | FALSE |  | FALSE |  | FALSE |  | FALSE |  | FALSE |  | FALSE |  | FALSE | 0 | FALSE | 0 | FALSE | 0 | FALSE | 0 | FALSE | 0 | FALSE | 0 | FALSE | 0 | FALSE | 0 | FALSE | 0 | FALSE | 0 | FALSE | 0 | FALSE | 0 | FALSE | 0 | FALSE | 0 | FALSE | 0 | FALSE | 0 | FALSE | 0 | FALSE | 0 | FALSE | 0 | FALSE | 0 | TRUE | 1400 | FALSE | 0 | FALSE | 0 | FALSE | 0 | FALSE | 0 | FALSE | 0 | FALSE | 0 | FALSE | 0 | FALSE | 0 | FALSE | 0 | FALSE | 0 | FALSE | 0 | FALSE | 0 | FALSE | 0 | FALSE | 0 | FALSE | 0 | FALSE | 0 | FALSE | 0 | FALSE | 0 | FALSE | 0 | FALSE | 0
50 |  | 0 | 2209 | FALSE |  | FALSE |  | FALSE |  | FALSE |  | FALSE |  | FALSE |  | FALSE |  | FALSE |  | FALSE |  | FALSE |  | FALSE | 0 | FALSE | 0 | FALSE | 0 | FALSE | 0 | FALSE | 0 | FALSE | 0 | FALSE | 0 | FALSE | 0 | FALSE | 0 | FALSE | 0 | FALSE | 0 | FALSE | 0 | FALSE | 0 | FALSE | 0 | FALSE | 0 | FALSE | 0 | FALSE | 0 | FALSE | 0 | FALSE | 0 | FALSE | 0 | TRUE | 1400 | FALSE | 0 | FALSE | 0 | FALSE | 0 | FALSE | 0 | FALSE | 0 | FALSE | 0 | FALSE | 0 | FALSE | 0 | FALSE | 0 | FALSE | 0 | FALSE | 0 | FALSE | 0 | FALSE | 0 | FALSE | 0 | FALSE | 0 | FALSE | 0 | FALSE | 0 | FALSE | 0 | FALSE | 0 | FALSE | 0
50 |  | 0 | 2208 | FALSE |  | FALSE |  | FALSE |  | FALSE |  | FALSE |  | FALSE |  | FALSE |  | FALSE |  | FALSE |  | FALSE |  | FALSE | 0 | FALSE | 0 | FALSE | 0 | FALSE | 0 | FALSE | 0 | FALSE | 0 | FALSE | 0 | FALSE | 0 | FALSE | 0 | FALSE | 0 | FALSE | 0 | FALSE | 0 | FALSE | 0 | FALSE | 0 | FALSE | 0 | FALSE | 0 | FALSE | 0 | FALSE | 0 | FALSE | 0 | FALSE | 0 | TRUE | 1400 | FALSE | 0 | FALSE | 0 | FALSE | 0 | FALSE | 0 | FALSE | 0 | FALSE | 0 | FALSE | 0 | FALSE | 0 | FALSE | 0 | FALSE | 0 | FALSE | 0 | FALSE | 0 | FALSE | 0 | FALSE | 0 | FALSE | 0 | FALSE | 0 | FALSE | 0 | FALSE | 0 | FALSE | 0 | FALSE | 0
50 |  | 0 | 2207 | FALSE |  | FALSE |  | FALSE |  | FALSE |  | FALSE |  | FALSE |  | FALSE |  | FALSE |  | FALSE |  | FALSE |  | FALSE | 0 | FALSE | 0 | FALSE | 0 | FALSE | 0 | FALSE | 0 | FALSE | 0 | FALSE | 0 | FALSE | 0 | FALSE | 0 | FALSE | 0 | FALSE | 0 | FALSE | 0 | FALSE | 0 | FALSE | 0 | FALSE | 0 | FALSE | 0 | FALSE | 0 | FALSE | 0 | FALSE | 0 | FALSE | 0 | TRUE | 1400 | FALSE | 0 | FALSE | 0 | FALSE | 0 | FALSE | 0 | FALSE | 0 | FALSE | 0 | FALSE | 0 | FALSE | 0 | FALSE | 0 | FALSE | 0 | FALSE | 0 | FALSE | 0 | FALSE | 0 | FALSE | 0 | FALSE | 0 | FALSE | 0 | FALSE | 0 | FALSE | 0 | FALSE | 0 | FALSE | 0
50 |  | 0 | 2206 | FALSE |  | FALSE |  | FALSE |  | FALSE |  | FALSE |  | FALSE |  | FALSE |  | FALSE |  | FALSE |  | FALSE |  | FALSE | 0 | FALSE | 0 | FALSE | 0 | FALSE | 0 | FALSE | 0 | FALSE | 0 | FALSE | 0 | FALSE | 0 | FALSE | 0 | FALSE | 0 | FALSE | 0 | FALSE | 0 | FALSE | 0 | FALSE | 0 | FALSE | 0 | FALSE | 0 | FALSE | 0 | FALSE | 0 | FALSE | 0 | FALSE | 0 | TRUE | 1400 | FALSE | 0 | FALSE | 0 | FALSE | 0 | FALSE | 0 | FALSE | 0 | FALSE | 0 | FALSE | 0 | FALSE | 0 | FALSE | 0 | FALSE | 0 | FALSE | 0 | FALSE | 0 | FALSE | 0 | FALSE | 0 | FALSE | 0 | FALSE | 0 | FALSE | 0 | FALSE | 0 | FALSE | 0 | FALSE | 0
50 |  | 0 | 2205 | FALSE |  | FALSE |  | FALSE |  | FALSE |  | FALSE |  | FALSE |  | FALSE |  | FALSE |  | FALSE |  | FALSE |  | FALSE | 0 | FALSE | 0 | FALSE | 0 | FALSE | 0 | FALSE | 0 | FALSE | 0 | FALSE | 0 | FALSE | 0 | FALSE | 0 | FALSE | 0 | FALSE | 0 | FALSE | 0 | FALSE | 0 | FALSE | 0 | FALSE | 0 | FALSE | 0 | FALSE | 0 | FALSE | 0 | FALSE | 0 | FALSE | 0 | TRUE | 1400 | FALSE | 0 | FALSE | 0 | FALSE | 0 | FALSE | 0 | FALSE | 0 | FALSE | 0 | FALSE | 0 | FALSE | 0 | FALSE | 0 | FALSE | 0 | FALSE | 0 | FALSE | 0 | FALSE | 0 | FALSE | 0 | FALSE | 0 | FALSE | 0 | FALSE | 0 | FALSE | 0 | FALSE | 0 | FALSE | 0
50 |  | 0 | 2204 | FALSE |  | FALSE |  | FALSE |  | FALSE |  | FALSE |  | FALSE |  | FALSE |  | FALSE |  | FALSE |  | FALSE |  | FALSE | 0 | FALSE | 0 | FALSE | 0 | FALSE | 0 | FALSE | 0 | FALSE | 0 | FALSE | 0 | FALSE | 0 | FALSE | 0 | FALSE | 0 | FALSE | 0 | FALSE | 0 | FALSE | 0 | FALSE | 0 | FALSE | 0 | FALSE | 0 | FALSE | 0 | FALSE | 0 | FALSE | 0 | FALSE | 0 | TRUE | 1400 | FALSE | 0 | FALSE | 0 | FALSE | 0 | FALSE | 0 | FALSE | 0 | FALSE | 0 | FALSE | 0 | FALSE | 0 | FALSE | 0 | FALSE | 0 | FALSE | 0 | FALSE | 0 | FALSE | 0 | FALSE | 0 | FALSE | 0 | FALSE | 0 | FALSE | 0 | FALSE | 0 | FALSE | 0 | FALSE | 0
50 |  | 0 | 2203 | FALSE |  | FALSE |  | FALSE |  | FALSE |  | FALSE |  | FALSE |  | FALSE |  | FALSE |  | FALSE |  | FALSE |  | FALSE | 0 | FALSE | 0 | FALSE | 0 | FALSE | 0 | FALSE | 0 | FALSE | 0 | FALSE | 0 | FALSE | 0 | FALSE | 0 | FALSE | 0 | FALSE | 0 | FALSE | 0 | FALSE | 0 | FALSE | 0 | FALSE | 0 | FALSE | 0 | FALSE | 0 | FALSE | 0 | FALSE | 0 | FALSE | 0 | TRUE | 1400 | FALSE | 0 | FALSE | 0 | FALSE | 0 | FALSE | 0 | FALSE | 0 | FALSE | 0 | FALSE | 0 | FALSE | 0 | FALSE | 0 | FALSE | 0 | FALSE | 0 | FALSE | 0 | FALSE | 0 | FALSE | 0 | FALSE | 0 | FALSE | 0 | FALSE | 0 | FALSE | 0 | FALSE | 0 | FALSE | 0
50 |  | 0 | 2202 | FALSE |  | FALSE |  | FALSE |  | FALSE |  | FALSE |  | FALSE |  | FALSE |  | FALSE |  | FALSE |  | FALSE |  | FALSE | 0 | FALSE | 0 | FALSE | 0 | FALSE | 0 | FALSE | 0 | FALSE | 0 | FALSE | 0 | FALSE | 0 | FALSE | 0 | FALSE | 0 | FALSE | 0 | FALSE | 0 | FALSE | 0 | FALSE | 0 | FALSE | 0 | FALSE | 0 | FALSE | 0 | FALSE | 0 | FALSE | 0 | FALSE | 0 | TRUE | 1400 | FALSE | 0 | FALSE | 0 | FALSE | 0 | FALSE | 0 | FALSE | 0 | FALSE | 0 | FALSE | 0 | FALSE | 0 | FALSE | 0 | FALSE | 0 | FALSE | 0 | FALSE | 0 | FALSE | 0 | FALSE | 0 | FALSE | 0 | FALSE | 0 | FALSE | 0 | FALSE | 0 | FALSE | 0 | FALSE | 0
50 |  | 0 | 2201 | FALSE |  | FALSE |  | FALSE |  | FALSE |  | FALSE |  | FALSE |  | FALSE |  | FALSE |  | FALSE |  | FALSE |  | FALSE | 0 | FALSE | 0 | FALSE | 0 | FALSE | 0 | FALSE | 0 | FALSE | 0 | FALSE | 0 | FALSE | 0 | FALSE | 0 | FALSE | 0 | FALSE | 0 | FALSE | 0 | FALSE | 0 | FALSE | 0 | FALSE | 0 | FALSE | 0 | FALSE | 0 | FALSE | 0 | FALSE | 0 | FALSE | 0 | TRUE | 1400 | FALSE | 0 | FALSE | 0 | FALSE | 0 | FALSE | 0 | FALSE | 0 | FALSE | 0 | FALSE | 0 | FALSE | 0 | FALSE | 0 | FALSE | 0 | FALSE | 0 | FALSE | 0 | FALSE | 0 | FALSE | 0 | FALSE | 0 | FALSE | 0 | FALSE | 0 | FALSE | 0 | FALSE | 0 | FALSE | 0
50 |  | 0 | 2200 | FALSE |  | FALSE |  | FALSE |  | FALSE |  | FALSE |  | FALSE |  | FALSE |  | FALSE |  | FALSE |  | FALSE |  | FALSE | 0 | FALSE | 0 | FALSE | 0 | FALSE | 0 | FALSE | 0 | FALSE | 0 | FALSE | 0 | FALSE | 0 | FALSE | 0 | FALSE | 0 | FALSE | 0 | FALSE | 0 | FALSE | 0 | FALSE | 0 | FALSE | 0 | FALSE | 0 | FALSE | 0 | FALSE | 0 | FALSE | 0 | FALSE | 0 | TRUE | 1400 | FALSE | 0 | FALSE | 0 | FALSE | 0 | FALSE | 0 | FALSE | 0 | FALSE | 0 | FALSE | 0 | FALSE | 0 | FALSE | 0 | FALSE | 0 | FALSE | 0 | FALSE | 0 | FALSE | 0 | FALSE | 0 | FALSE | 0 | FALSE | 0 | FALSE | 0 | FALSE | 0 | FALSE | 0 | FALSE | 0
50 |  | 0 | 2199 | FALSE |  | FALSE |  | FALSE |  | FALSE |  | FALSE |  | FALSE |  | FALSE |  | FALSE |  | FALSE |  | FALSE |  | FALSE | 0 | FALSE | 0 | FALSE | 0 | FALSE | 0 | FALSE | 0 | FALSE | 0 | FALSE | 0 | FALSE | 0 | FALSE | 0 | FALSE | 0 | FALSE | 0 | FALSE | 0 | FALSE | 0 | FALSE | 0 | FALSE | 0 | FALSE | 0 | FALSE | 0 | FALSE | 0 | FALSE | 0 | FALSE | 0 | TRUE | 1400 | FALSE | 0 | FALSE | 0 | FALSE | 0 | FALSE | 0 | FALSE | 0 | FALSE | 0 | FALSE | 0 | FALSE | 0 | FALSE | 0 | FALSE | 0 | FALSE | 0 | FALSE | 0 | FALSE | 0 | FALSE | 0 | FALSE | 0 | FALSE | 0 | FALSE | 0 | FALSE | 0 | FALSE | 0 | FALSE | 0
50 |  | 0 | 2198 | FALSE |  | FALSE |  | FALSE |  | FALSE |  | FALSE |  | FALSE |  | FALSE |  | FALSE |  | FALSE |  | FALSE |  | FALSE | 0 | FALSE | 0 | FALSE | 0 | FALSE | 0 | FALSE | 0 | FALSE | 0 | FALSE | 0 | FALSE | 0 | FALSE | 0 | FALSE | 0 | FALSE | 0 | FALSE | 0 | FALSE | 0 | FALSE | 0 | FALSE | 0 | FALSE | 0 | FALSE | 0 | FALSE | 0 | FALSE | 0 | FALSE | 0 | TRUE | 1400 | FALSE | 0 | FALSE | 0 | FALSE | 0 | FALSE | 0 | FALSE | 0 | FALSE | 0 | FALSE | 0 | FALSE | 0 | FALSE | 0 | FALSE | 0 | FALSE | 0 | FALSE | 0 | FALSE | 0 | FALSE | 0 | FALSE | 0 | FALSE | 0 | FALSE | 0 | FALSE | 0 | FALSE | 0 | FALSE | 0
50 |  | 0 | 2197 | FALSE |  | FALSE |  | FALSE |  | FALSE |  | FALSE |  | FALSE |  | FALSE |  | FALSE |  | FALSE |  | FALSE |  | FALSE | 0 | FALSE | 0 | FALSE | 0 | FALSE | 0 | FALSE | 0 | FALSE | 0 | FALSE | 0 | FALSE | 0 | FALSE | 0 | FALSE | 0 | FALSE | 0 | FALSE | 0 | FALSE | 0 | FALSE | 0 | FALSE | 0 | FALSE | 0 | FALSE | 0 | FALSE | 0 | FALSE | 0 | FALSE | 0 | TRUE | 1400 | FALSE | 0 | FALSE | 0 | FALSE | 0 | FALSE | 0 | FALSE | 0 | FALSE | 0 | FALSE | 0 | FALSE | 0 | FALSE | 0 | FALSE | 0 | FALSE | 0 | FALSE | 0 | FALSE | 0 | FALSE | 0 | FALSE | 0 | FALSE | 0 | FALSE | 0 | FALSE | 0 | FALSE | 0 | FALSE | 0
50 |  | 0 | 2196 | FALSE |  | FALSE |  | FALSE |  | FALSE |  | FALSE |  | FALSE |  | FALSE |  | FALSE |  | FALSE |  | FALSE |  | FALSE | 0 | FALSE | 0 | FALSE | 0 | FALSE | 0 | FALSE | 0 | FALSE | 0 | FALSE | 0 | FALSE | 0 | FALSE | 0 | FALSE | 0 | FALSE | 0 | FALSE | 0 | FALSE | 0 | FALSE | 0 | FALSE | 0 | FALSE | 0 | FALSE | 0 | FALSE | 0 | FALSE | 0 | FALSE | 0 | TRUE | 1400 | FALSE | 0 | FALSE | 0 | FALSE | 0 | FALSE | 0 | FALSE | 0 | FALSE | 0 | FALSE | 0 | FALSE | 0 | FALSE | 0 | FALSE | 0 | FALSE | 0 | FALSE | 0 | FALSE | 0 | FALSE | 0 | FALSE | 0 | FALSE | 0 | FALSE | 0 | FALSE | 0 | FALSE | 0 | FALSE | 0
50 |  | 0 | 2195 | FALSE |  | FALSE |  | FALSE |  | FALSE |  | FALSE |  | FALSE |  | FALSE |  | FALSE |  | FALSE |  | FALSE |  | FALSE | 0 | FALSE | 0 | FALSE | 0 | FALSE | 0 | FALSE | 0 | FALSE | 0 | FALSE | 0 | FALSE | 0 | FALSE | 0 | FALSE | 0 | FALSE | 0 | FALSE | 0 | FALSE | 0 | FALSE | 0 | FALSE | 0 | FALSE | 0 | FALSE | 0 | FALSE | 0 | FALSE | 0 | FALSE | 0 | TRUE | 1400 | FALSE | 0 | FALSE | 0 | FALSE | 0 | FALSE | 0 | FALSE | 0 | FALSE | 0 | FALSE | 0 | FALSE | 0 | FALSE | 0 | FALSE | 0 | FALSE | 0 | FALSE | 0 | FALSE | 0 | FALSE | 0 | FALSE | 0 | FALSE | 0 | FALSE | 0 | FALSE | 0 | FALSE | 0 | FALSE | 0
50 |  | 0 | 2194 | FALSE |  | FALSE |  | FALSE |  | FALSE |  | FALSE |  | FALSE |  | FALSE |  | FALSE |  | FALSE |  | FALSE |  | FALSE | 0 | FALSE | 0 | FALSE | 0 | FALSE | 0 | FALSE | 0 | FALSE | 0 | FALSE | 0 | FALSE | 0 | FALSE | 0 | FALSE | 0 | FALSE | 0 | FALSE | 0 | FALSE | 0 | FALSE | 0 | FALSE | 0 | FALSE | 0 | FALSE | 0 | FALSE | 0 | FALSE | 0 | FALSE | 0 | TRUE | 1400 | FALSE | 0 | FALSE | 0 | FALSE | 0 | FALSE | 0 | FALSE | 0 | FALSE | 0 | FALSE | 0 | FALSE | 0 | FALSE | 0 | FALSE | 0 | FALSE | 0 | FALSE | 0 | FALSE | 0 | FALSE | 0 | FALSE | 0 | FALSE | 0 | FALSE | 0 | FALSE | 0 | FALSE | 0 | FALSE | 0
50 |  | 0 | 2193 | FALSE |  | FALSE |  | FALSE |  | FALSE |  | FALSE |  | FALSE |  | FALSE |  | FALSE |  | FALSE |  | FALSE |  | FALSE | 0 | FALSE | 0 | FALSE | 0 | FALSE | 0 | FALSE | 0 | FALSE | 0 | FALSE | 0 | FALSE | 0 | FALSE | 0 | FALSE | 0 | FALSE | 0 | FALSE | 0 | FALSE | 0 | FALSE | 0 | FALSE | 0 | FALSE | 0 | FALSE | 0 | FALSE | 0 | FALSE | 0 | FALSE | 0 | TRUE | 1400 | FALSE | 0 | FALSE | 0 | FALSE | 0 | FALSE | 0 | FALSE | 0 | FALSE | 0 | FALSE | 0 | FALSE | 0 | FALSE | 0 | FALSE | 0 | FALSE | 0 | FALSE | 0 | FALSE | 0 | FALSE | 0 | FALSE | 0 | FALSE | 0 | FALSE | 0 | FALSE | 0 | FALSE | 0 | FALSE | 0
50 |  | 0 | 2192 | FALSE |  | FALSE |  | FALSE |  | FALSE |  | FALSE |  | FALSE |  | FALSE |  | FALSE |  | FALSE |  | FALSE |  | FALSE | 0 | FALSE | 0 | FALSE | 0 | FALSE | 0 | FALSE | 0 | FALSE | 0 | FALSE | 0 | FALSE | 0 | FALSE | 0 | FALSE | 0 | FALSE | 0 | FALSE | 0 | FALSE | 0 | FALSE | 0 | FALSE | 0 | FALSE | 0 | FALSE | 0 | FALSE | 0 | FALSE | 0 | FALSE | 0 | TRUE | 1400 | FALSE | 0 | FALSE | 0 | FALSE | 0 | FALSE | 0 | FALSE | 0 | FALSE | 0 | FALSE | 0 | FALSE | 0 | FALSE | 0 | FALSE | 0 | FALSE | 0 | FALSE | 0 | FALSE | 0 | FALSE | 0 | FALSE | 0 | FALSE | 0 | FALSE | 0 | FALSE | 0 | FALSE | 0 | FALSE | 0
50 |  | 0 | 2191 | FALSE |  | FALSE |  | FALSE |  | FALSE |  | FALSE |  | FALSE |  | FALSE |  | FALSE |  | FALSE |  | FALSE |  | FALSE | 0 | FALSE | 0 | FALSE | 0 | FALSE | 0 | FALSE | 0 | FALSE | 0 | FALSE | 0 | FALSE | 0 | FALSE | 0 | FALSE | 0 | FALSE | 0 | FALSE | 0 | FALSE | 0 | FALSE | 0 | FALSE | 0 | FALSE | 0 | FALSE | 0 | FALSE | 0 | FALSE | 0 | FALSE | 0 | TRUE | 1400 | FALSE | 0 | FALSE | 0 | FALSE | 0 | FALSE | 0 | FALSE | 0 | FALSE | 0 | FALSE | 0 | FALSE | 0 | FALSE | 0 | FALSE | 0 | FALSE | 0 | FALSE | 0 | FALSE | 0 | FALSE | 0 | FALSE | 0 | FALSE | 0 | FALSE | 0 | FALSE | 0 | FALSE | 0 | FALSE | 0
50 |  | 0 | 2190 | FALSE |  | FALSE |  | FALSE |  | FALSE |  | FALSE |  | FALSE |  | FALSE |  | FALSE |  | FALSE |  | FALSE |  | FALSE | 0 | FALSE | 0 | FALSE | 0 | FALSE | 0 | FALSE | 0 | FALSE | 0 | FALSE | 0 | FALSE | 0 | FALSE | 0 | FALSE | 0 | FALSE | 0 | FALSE | 0 | FALSE | 0 | FALSE | 0 | FALSE | 0 | FALSE | 0 | FALSE | 0 | FALSE | 0 | FALSE | 0 | FALSE | 0 | TRUE | 1400 | FALSE | 0 | FALSE | 0 | FALSE | 0 | FALSE | 0 | FALSE | 0 | FALSE | 0 | FALSE | 0 | FALSE | 0 | FALSE | 0 | FALSE | 0 | FALSE | 0 | FALSE | 0 | FALSE | 0 | FALSE | 0 | FALSE | 0 | FALSE | 0 | FALSE | 0 | FALSE | 0 | FALSE | 0 | FALSE | 0
50 |  | 0 | 2189 | FALSE |  | FALSE |  | FALSE |  | FALSE |  | FALSE |  | FALSE |  | FALSE |  | FALSE |  | FALSE |  | FALSE |  | FALSE | 0 | FALSE | 0 | FALSE | 0 | FALSE | 0 | FALSE | 0 | FALSE | 0 | FALSE | 0 | FALSE | 0 | FALSE | 0 | FALSE | 0 | FALSE | 0 | FALSE | 0 | FALSE | 0 | FALSE | 0 | FALSE | 0 | FALSE | 0 | FALSE | 0 | FALSE | 0 | FALSE | 0 | FALSE | 0 | TRUE | 1400 | FALSE | 0 | FALSE | 0 | FALSE | 0 | FALSE | 0 | FALSE | 0 | FALSE | 0 | FALSE | 0 | FALSE | 0 | FALSE | 0 | FALSE | 0 | FALSE | 0 | FALSE | 0 | FALSE | 0 | FALSE | 0 | FALSE | 0 | FALSE | 0 | FALSE | 0 | FALSE | 0 | FALSE | 0 | FALSE | 0
50 |  | 0 | 2188 | FALSE |  | FALSE |  | FALSE |  | FALSE |  | FALSE |  | FALSE |  | FALSE |  | FALSE |  | FALSE |  | FALSE |  | FALSE | 0 | FALSE | 0 | FALSE | 0 | FALSE | 0 | FALSE | 0 | FALSE | 0 | FALSE | 0 | FALSE | 0 | FALSE | 0 | FALSE | 0 | FALSE | 0 | FALSE | 0 | FALSE | 0 | FALSE | 0 | FALSE | 0 | FALSE | 0 | FALSE | 0 | FALSE | 0 | FALSE | 0 | FALSE | 0 | TRUE | 1400 | FALSE | 0 | FALSE | 0 | FALSE | 0 | FALSE | 0 | FALSE | 0 | FALSE | 0 | FALSE | 0 | FALSE | 0 | FALSE | 0 | FALSE | 0 | FALSE | 0 | FALSE | 0 | FALSE | 0 | FALSE | 0 | FALSE | 0 | FALSE | 0 | FALSE | 0 | FALSE | 0 | FALSE | 0 | FALSE | 0
50 |  | 0 | 2187 | FALSE |  | FALSE |  | FALSE |  | FALSE |  | FALSE |  | FALSE |  | FALSE |  | FALSE |  | FALSE |  | FALSE |  | FALSE | 0 | FALSE | 0 | FALSE | 0 | FALSE | 0 | FALSE | 0 | FALSE | 0 | FALSE | 0 | FALSE | 0 | FALSE | 0 | FALSE | 0 | FALSE | 0 | FALSE | 0 | FALSE | 0 | FALSE | 0 | FALSE | 0 | FALSE | 0 | FALSE | 0 | FALSE | 0 | FALSE | 0 | FALSE | 0 | TRUE | 1400 | FALSE | 0 | FALSE | 0 | FALSE | 0 | FALSE | 0 | FALSE | 0 | FALSE | 0 | FALSE | 0 | FALSE | 0 | FALSE | 0 | FALSE | 0 | FALSE | 0 | FALSE | 0 | FALSE | 0 | FALSE | 0 | FALSE | 0 | FALSE | 0 | FALSE | 0 | FALSE | 0 | FALSE | 0 | FALSE | 0
50 |  | 0 | 2186 | FALSE |  | FALSE |  | FALSE |  | FALSE |  | FALSE |  | FALSE |  | FALSE |  | FALSE |  | FALSE |  | FALSE |  | FALSE | 0 | FALSE | 0 | FALSE | 0 | FALSE | 0 | FALSE | 0 | FALSE | 0 | FALSE | 0 | FALSE | 0 | FALSE | 0 | FALSE | 0 | FALSE | 0 | FALSE | 0 | FALSE | 0 | FALSE | 0 | FALSE | 0 | FALSE | 0 | FALSE | 0 | FALSE | 0 | FALSE | 0 | FALSE | 0 | TRUE | 1400 | FALSE | 0 | FALSE | 0 | FALSE | 0 | FALSE | 0 | FALSE | 0 | FALSE | 0 | FALSE | 0 | FALSE | 0 | FALSE | 0 | FALSE | 0 | FALSE | 0 | FALSE | 0 | FALSE | 0 | FALSE | 0 | FALSE | 0 | FALSE | 0 | FALSE | 0 | FALSE | 0 | FALSE | 0 | FALSE | 0
50 |  | 0 | 2185 | FALSE |  | FALSE |  | FALSE |  | FALSE |  | FALSE |  | FALSE |  | FALSE |  | FALSE |  | FALSE |  | FALSE |  | FALSE | 0 | FALSE | 0 | FALSE | 0 | FALSE | 0 | FALSE | 0 | FALSE | 0 | FALSE | 0 | FALSE | 0 | FALSE | 0 | FALSE | 0 | FALSE | 0 | FALSE | 0 | FALSE | 0 | FALSE | 0 | FALSE | 0 | FALSE | 0 | FALSE | 0 | FALSE | 0 | FALSE | 0 | FALSE | 0 | TRUE | 1400 | FALSE | 0 | FALSE | 0 | FALSE | 0 | FALSE | 0 | FALSE | 0 | FALSE | 0 | FALSE | 0 | FALSE | 0 | FALSE | 0 | FALSE | 0 | FALSE | 0 | FALSE | 0 | FALSE | 0 | FALSE | 0 | FALSE | 0 | FALSE | 0 | FALSE | 0 | FALSE | 0 | FALSE | 0 | FALSE | 0
50 |  | 0 | 2184 | FALSE |  | FALSE |  | FALSE |  | FALSE |  | FALSE |  | FALSE |  | FALSE |  | FALSE |  | FALSE |  | FALSE |  | FALSE | 0 | FALSE | 0 | FALSE | 0 | FALSE | 0 | FALSE | 0 | FALSE | 0 | FALSE | 0 | FALSE | 0 | FALSE | 0 | FALSE | 0 | FALSE | 0 | FALSE | 0 | FALSE | 0 | FALSE | 0 | FALSE | 0 | FALSE | 0 | FALSE | 0 | FALSE | 0 | FALSE | 0 | FALSE | 0 | TRUE | 1400 | FALSE | 0 | FALSE | 0 | FALSE | 0 | FALSE | 0 | FALSE | 0 | FALSE | 0 | FALSE | 0 | FALSE | 0 | FALSE | 0 | FALSE | 0 | FALSE | 0 | FALSE | 0 | FALSE | 0 | FALSE | 0 | FALSE | 0 | FALSE | 0 | FALSE | 0 | FALSE | 0 | FALSE | 0 | FALSE | 0
50 |  | 0 | 2183 | FALSE |  | FALSE |  | FALSE |  | FALSE |  | FALSE |  | FALSE |  | FALSE |  | FALSE |  | FALSE |  | FALSE |  | FALSE | 0 | FALSE | 0 | FALSE | 0 | FALSE | 0 | FALSE | 0 | FALSE | 0 | FALSE | 0 | FALSE | 0 | FALSE | 0 | FALSE | 0 | FALSE | 0 | FALSE | 0 | FALSE | 0 | FALSE | 0 | FALSE | 0 | FALSE | 0 | FALSE | 0 | FALSE | 0 | FALSE | 0 | FALSE | 0 | TRUE | 1400 | FALSE | 0 | FALSE | 0 | FALSE | 0 | FALSE | 0 | FALSE | 0 | FALSE | 0 | FALSE | 0 | FALSE | 0 | FALSE | 0 | FALSE | 0 | FALSE | 0 | FALSE | 0 | FALSE | 0 | FALSE | 0 | FALSE | 0 | FALSE | 0 | FALSE | 0 | FALSE | 0 | FALSE | 0 | FALSE | 0
50 |  | 0 | 2182 | FALSE |  | FALSE |  | FALSE |  | FALSE |  | FALSE |  | FALSE |  | FALSE |  | FALSE |  | FALSE |  | FALSE |  | FALSE | 0 | FALSE | 0 | FALSE | 0 | FALSE | 0 | FALSE | 0 | FALSE | 0 | FALSE | 0 | FALSE | 0 | FALSE | 0 | FALSE | 0 | FALSE | 0 | FALSE | 0 | FALSE | 0 | FALSE | 0 | FALSE | 0 | FALSE | 0 | FALSE | 0 | FALSE | 0 | FALSE | 0 | FALSE | 0 | TRUE | 1400 | FALSE | 0 | FALSE | 0 | FALSE | 0 | FALSE | 0 | FALSE | 0 | FALSE | 0 | FALSE | 0 | FALSE | 0 | FALSE | 0 | FALSE | 0 | FALSE | 0 | FALSE | 0 | FALSE | 0 | FALSE | 0 | FALSE | 0 | FALSE | 0 | FALSE | 0 | FALSE | 0 | FALSE | 0 | FALSE | 0
50 |  | 0 | 2181 | FALSE |  | FALSE |  | FALSE |  | FALSE |  | FALSE |  | FALSE |  | FALSE |  | FALSE |  | FALSE |  | FALSE |  | FALSE | 0 | FALSE | 0 | FALSE | 0 | FALSE | 0 | FALSE | 0 | FALSE | 0 | FALSE | 0 | FALSE | 0 | FALSE | 0 | FALSE | 0 | FALSE | 0 | FALSE | 0 | FALSE | 0 | FALSE | 0 | FALSE | 0 | FALSE | 0 | FALSE | 0 | FALSE | 0 | FALSE | 0 | FALSE | 0 | TRUE | 1400 | FALSE | 0 | FALSE | 0 | FALSE | 0 | FALSE | 0 | FALSE | 0 | FALSE | 0 | FALSE | 0 | FALSE | 0 | FALSE | 0 | FALSE | 0 | FALSE | 0 | FALSE | 0 | FALSE | 0 | FALSE | 0 | FALSE | 0 | FALSE | 0 | FALSE | 0 | FALSE | 0 | FALSE | 0 | FALSE | 0
50 |  | 0 | 2180 | FALSE |  | FALSE |  | FALSE |  | FALSE |  | FALSE |  | FALSE |  | FALSE |  | FALSE |  | FALSE |  | FALSE |  | FALSE | 0 | FALSE | 0 | FALSE | 0 | FALSE | 0 | FALSE | 0 | FALSE | 0 | FALSE | 0 | FALSE | 0 | FALSE | 0 | FALSE | 0 | FALSE | 0 | FALSE | 0 | FALSE | 0 | FALSE | 0 | FALSE | 0 | FALSE | 0 | FALSE | 0 | FALSE | 0 | FALSE | 0 | FALSE | 0 | TRUE | 1400 | FALSE | 0 | FALSE | 0 | FALSE | 0 | FALSE | 0 | FALSE | 0 | FALSE | 0 | FALSE | 0 | FALSE | 0 | FALSE | 0 | FALSE | 0 | FALSE | 0 | FALSE | 0 | FALSE | 0 | FALSE | 0 | FALSE | 0 | FALSE | 0 | FALSE | 0 | FALSE | 0 | FALSE | 0 | FALSE | 0
50 |  | 0 | 2179 | FALSE |  | FALSE |  | FALSE |  | FALSE |  | FALSE |  | FALSE |  | FALSE |  | FALSE |  | FALSE |  | FALSE |  | FALSE | 0 | FALSE | 0 | FALSE | 0 | FALSE | 0 | FALSE | 0 | FALSE | 0 | FALSE | 0 | FALSE | 0 | FALSE | 0 | FALSE | 0 | FALSE | 0 | FALSE | 0 | FALSE | 0 | FALSE | 0 | FALSE | 0 | FALSE | 0 | FALSE | 0 | FALSE | 0 | FALSE | 0 | FALSE | 0 | TRUE | 1400 | FALSE | 0 | FALSE | 0 | FALSE | 0 | FALSE | 0 | FALSE | 0 | FALSE | 0 | FALSE | 0 | FALSE | 0 | FALSE | 0 | FALSE | 0 | FALSE | 0 | FALSE | 0 | FALSE | 0 | FALSE | 0 | FALSE | 0 | FALSE | 0 | FALSE | 0 | FALSE | 0 | FALSE | 0 | FALSE | 0
50 |  | 0 | 2178 | FALSE |  | FALSE |  | FALSE |  | FALSE |  | FALSE |  | FALSE |  | FALSE |  | FALSE |  | FALSE |  | FALSE |  | FALSE | 0 | FALSE | 0 | FALSE | 0 | FALSE | 0 | FALSE | 0 | FALSE | 0 | FALSE | 0 | FALSE | 0 | FALSE | 0 | FALSE | 0 | FALSE | 0 | FALSE | 0 | FALSE | 0 | FALSE | 0 | FALSE | 0 | FALSE | 0 | FALSE | 0 | FALSE | 0 | FALSE | 0 | FALSE | 0 | TRUE | 1400 | FALSE | 0 | FALSE | 0 | FALSE | 0 | FALSE | 0 | FALSE | 0 | FALSE | 0 | FALSE | 0 | FALSE | 0 | FALSE | 0 | FALSE | 0 | FALSE | 0 | FALSE | 0 | FALSE | 0 | FALSE | 0 | FALSE | 0 | FALSE | 0 | FALSE | 0 | FALSE | 0 | FALSE | 0 | FALSE | 0
50 |  | 0 | 2177 | FALSE |  | FALSE |  | FALSE |  | FALSE |  | FALSE |  | FALSE |  | FALSE |  | FALSE |  | FALSE |  | FALSE |  | FALSE | 0 | FALSE | 0 | FALSE | 0 | FALSE | 0 | FALSE | 0 | FALSE | 0 | FALSE | 0 | FALSE | 0 | FALSE | 0 | FALSE | 0 | FALSE | 0 | FALSE | 0 | FALSE | 0 | FALSE | 0 | FALSE | 0 | FALSE | 0 | FALSE | 0 | FALSE | 0 | FALSE | 0 | FALSE | 0 | TRUE | 1400 | FALSE | 0 | FALSE | 0 | FALSE | 0 | FALSE | 0 | FALSE | 0 | FALSE | 0 | FALSE | 0 | FALSE | 0 | FALSE | 0 | FALSE | 0 | FALSE | 0 | FALSE | 0 | FALSE | 0 | FALSE | 0 | FALSE | 0 | FALSE | 0 | FALSE | 0 | FALSE | 0 | FALSE | 0 | FALSE | 0
50 |  | 0 | 2176 | FALSE |  | FALSE |  | FALSE |  | FALSE |  | FALSE |  | FALSE |  | FALSE |  | FALSE |  | FALSE |  | FALSE |  | FALSE | 0 | FALSE | 0 | FALSE | 0 | FALSE | 0 | FALSE | 0 | FALSE | 0 | FALSE | 0 | FALSE | 0 | FALSE | 0 | FALSE | 0 | FALSE | 0 | FALSE | 0 | FALSE | 0 | FALSE | 0 | FALSE | 0 | FALSE | 0 | FALSE | 0 | FALSE | 0 | FALSE | 0 | FALSE | 0 | TRUE | 1400 | FALSE | 0 | FALSE | 0 | FALSE | 0 | FALSE | 0 | FALSE | 0 | FALSE | 0 | FALSE | 0 | FALSE | 0 | FALSE | 0 | FALSE | 0 | FALSE | 0 | FALSE | 0 | FALSE | 0 | FALSE | 0 | FALSE | 0 | FALSE | 0 | FALSE | 0 | FALSE | 0 | FALSE | 0 | FALSE | 0
50 |  | 0 | 2175 | FALSE |  | FALSE |  | FALSE |  | FALSE |  | FALSE |  | FALSE |  | FALSE |  | FALSE |  | FALSE |  | FALSE |  | FALSE | 0 | FALSE | 0 | FALSE | 0 | FALSE | 0 | FALSE | 0 | FALSE | 0 | FALSE | 0 | FALSE | 0 | FALSE | 0 | FALSE | 0 | FALSE | 0 | FALSE | 0 | FALSE | 0 | FALSE | 0 | FALSE | 0 | FALSE | 0 | FALSE | 0 | FALSE | 0 | FALSE | 0 | FALSE | 0 | TRUE | 1400 | FALSE | 0 | FALSE | 0 | FALSE | 0 | FALSE | 0 | FALSE | 0 | FALSE | 0 | FALSE | 0 | FALSE | 0 | FALSE | 0 | FALSE | 0 | FALSE | 0 | FALSE | 0 | FALSE | 0 | FALSE | 0 | FALSE | 0 | FALSE | 0 | FALSE | 0 | FALSE | 0 | FALSE | 0 | FALSE | 0
50 |  | 0 | 2174 | FALSE |  | FALSE |  | FALSE |  | FALSE |  | FALSE |  | FALSE |  | FALSE |  | FALSE |  | FALSE |  | FALSE |  | FALSE | 0 | FALSE | 0 | FALSE | 0 | FALSE | 0 | FALSE | 0 | FALSE | 0 | FALSE | 0 | FALSE | 0 | FALSE | 0 | FALSE | 0 | FALSE | 0 | FALSE | 0 | FALSE | 0 | FALSE | 0 | FALSE | 0 | FALSE | 0 | FALSE | 0 | FALSE | 0 | FALSE | 0 | FALSE | 0 | TRUE | 1400 | FALSE | 0 | FALSE | 0 | FALSE | 0 | FALSE | 0 | FALSE | 0 | FALSE | 0 | FALSE | 0 | FALSE | 0 | FALSE | 0 | FALSE | 0 | FALSE | 0 | FALSE | 0 | FALSE | 0 | FALSE | 0 | FALSE | 0 | FALSE | 0 | FALSE | 0 | FALSE | 0 | FALSE | 0 | FALSE | 0
50 |  | 0 | 2173 | FALSE |  | FALSE |  | FALSE |  | FALSE |  | FALSE |  | FALSE |  | FALSE |  | FALSE |  | FALSE |  | FALSE |  | FALSE | 0 | FALSE | 0 | FALSE | 0 | FALSE | 0 | FALSE | 0 | FALSE | 0 | FALSE | 0 | FALSE | 0 | FALSE | 0 | FALSE | 0 | FALSE | 0 | FALSE | 0 | FALSE | 0 | FALSE | 0 | FALSE | 0 | FALSE | 0 | FALSE | 0 | FALSE | 0 | FALSE | 0 | FALSE | 0 | TRUE | 1400 | FALSE | 0 | FALSE | 0 | FALSE | 0 | FALSE | 0 | FALSE | 0 | FALSE | 0 | FALSE | 0 | FALSE | 0 | FALSE | 0 | FALSE | 0 | FALSE | 0 | FALSE | 0 | FALSE | 0 | FALSE | 0 | FALSE | 0 | FALSE | 0 | FALSE | 0 | FALSE | 0 | FALSE | 0 | FALSE | 0
50 |  | 0 | 2172 | FALSE |  | FALSE |  | FALSE |  | FALSE |  | FALSE |  | FALSE |  | FALSE |  | FALSE |  | FALSE |  | FALSE |  | FALSE | 0 | FALSE | 0 | FALSE | 0 | FALSE | 0 | FALSE | 0 | FALSE | 0 | FALSE | 0 | FALSE | 0 | FALSE | 0 | FALSE | 0 | FALSE | 0 | FALSE | 0 | FALSE | 0 | FALSE | 0 | FALSE | 0 | FALSE | 0 | FALSE | 0 | FALSE | 0 | FALSE | 0 | FALSE | 0 | TRUE | 1400 | FALSE | 0 | FALSE | 0 | FALSE | 0 | FALSE | 0 | FALSE | 0 | FALSE | 0 | FALSE | 0 | FALSE | 0 | FALSE | 0 | FALSE | 0 | FALSE | 0 | FALSE | 0 | FALSE | 0 | FALSE | 0 | FALSE | 0 | FALSE | 0 | FALSE | 0 | FALSE | 0 | FALSE | 0 | FALSE | 0
50 |  | 0 | 2171 | FALSE |  | FALSE |  | FALSE |  | FALSE |  | FALSE |  | FALSE |  | FALSE |  | FALSE |  | FALSE |  | FALSE |  | FALSE | 0 | FALSE | 0 | FALSE | 0 | FALSE | 0 | FALSE | 0 | FALSE | 0 | FALSE | 0 | FALSE | 0 | FALSE | 0 | FALSE | 0 | FALSE | 0 | FALSE | 0 | FALSE | 0 | FALSE | 0 | FALSE | 0 | FALSE | 0 | FALSE | 0 | FALSE | 0 | FALSE | 0 | FALSE | 0 | TRUE | 1400 | FALSE | 0 | FALSE | 0 | FALSE | 0 | FALSE | 0 | FALSE | 0 | FALSE | 0 | FALSE | 0 | FALSE | 0 | FALSE | 0 | FALSE | 0 | FALSE | 0 | FALSE | 0 | FALSE | 0 | FALSE | 0 | FALSE | 0 | FALSE | 0 | FALSE | 0 | FALSE | 0 | FALSE | 0 | FALSE | 0
50 |  | 0 | 2170 | FALSE |  | FALSE |  | FALSE |  | FALSE |  | FALSE |  | FALSE |  | FALSE |  | FALSE |  | FALSE |  | FALSE |  | FALSE | 0 | FALSE | 0 | FALSE | 0 | FALSE | 0 | FALSE | 0 | FALSE | 0 | FALSE | 0 | FALSE | 0 | FALSE | 0 | FALSE | 0 | FALSE | 0 | FALSE | 0 | FALSE | 0 | FALSE | 0 | FALSE | 0 | FALSE | 0 | FALSE | 0 | FALSE | 0 | FALSE | 0 | FALSE | 0 | TRUE | 1400 | FALSE | 0 | FALSE | 0 | FALSE | 0 | FALSE | 0 | FALSE | 0 | FALSE | 0 | FALSE | 0 | FALSE | 0 | FALSE | 0 | FALSE | 0 | FALSE | 0 | FALSE | 0 | FALSE | 0 | FALSE | 0 | FALSE | 0 | FALSE | 0 | FALSE | 0 | FALSE | 0 | FALSE | 0 | FALSE | 0
50 |  | 0 | 2169 | FALSE |  | FALSE |  | FALSE |  | FALSE |  | FALSE |  | FALSE |  | FALSE |  | FALSE |  | FALSE |  | FALSE |  | FALSE | 0 | FALSE | 0 | FALSE | 0 | FALSE | 0 | FALSE | 0 | FALSE | 0 | FALSE | 0 | FALSE | 0 | FALSE | 0 | FALSE | 0 | FALSE | 0 | FALSE | 0 | FALSE | 0 | FALSE | 0 | FALSE | 0 | FALSE | 0 | FALSE | 0 | FALSE | 0 | FALSE | 0 | FALSE | 0 | TRUE | 1400 | FALSE | 0 | FALSE | 0 | FALSE | 0 | FALSE | 0 | FALSE | 0 | FALSE | 0 | FALSE | 0 | FALSE | 0 | FALSE | 0 | FALSE | 0 | FALSE | 0 | FALSE | 0 | FALSE | 0 | FALSE | 0 | FALSE | 0 | FALSE | 0 | FALSE | 0 | FALSE | 0 | FALSE | 0 | FALSE | 0
50 |  | 0 | 2168 | FALSE |  | FALSE |  | FALSE |  | FALSE |  | FALSE |  | FALSE |  | FALSE |  | FALSE |  | FALSE |  | FALSE | 0 | FALSE | 0 | FALSE | 0 | FALSE | 0 | FALSE | 0 | FALSE | 0 | FALSE | 0 | FALSE | 0 | FALSE | 0 | FALSE | 0 | FALSE | 0 | FALSE | 0 | FALSE | 0 | FALSE | 0 | FALSE | 0 | FALSE | 0 | FALSE | 0 | FALSE | 0 | FALSE | 0 | FALSE | 0 | FALSE | 0 | TRUE | 1400 | FALSE | 0 | FALSE | 0 | FALSE | 0 | FALSE | 0 | FALSE | 0 | FALSE | 0 | FALSE | 0 | FALSE | 0 | FALSE | 0 | FALSE | 0 | FALSE | 0 | FALSE | 0 | FALSE | 0 | FALSE | 0 | FALSE | 0 | FALSE | 0 | FALSE | 0 | FALSE | 0 | FALSE | 0 | FALSE | 0
50 |  | 0 | 2167 | FALSE |  | FALSE |  | FALSE |  | FALSE |  | FALSE |  | FALSE |  | FALSE |  | FALSE |  | FALSE |  | FALSE | 0 | FALSE | 0 | FALSE | 0 | FALSE | 0 | FALSE | 0 | FALSE | 0 | FALSE | 0 | FALSE | 0 | FALSE | 0 | FALSE | 0 | FALSE | 0 | FALSE | 0 | FALSE | 0 | FALSE | 0 | FALSE | 0 | FALSE | 0 | FALSE | 0 | FALSE | 0 | FALSE | 0 | FALSE | 0 | FALSE | 0 | TRUE | 1400 | FALSE | 0 | FALSE | 0 | FALSE | 0 | FALSE | 0 | FALSE | 0 | FALSE | 0 | FALSE | 0 | FALSE | 0 | FALSE | 0 | FALSE | 0 | FALSE | 0 | FALSE | 0 | FALSE | 0 | FALSE | 0 | FALSE | 0 | FALSE | 0 | FALSE | 0 | FALSE | 0 | FALSE | 0 | FALSE | 0
50 |  | 0 | 2166 | FALSE |  | FALSE |  | FALSE |  | FALSE |  | FALSE |  | FALSE |  | FALSE |  | FALSE |  | FALSE |  | FALSE | 0 | FALSE | 0 | FALSE | 0 | FALSE | 0 | FALSE | 0 | FALSE | 0 | FALSE | 0 | FALSE | 0 | FALSE | 0 | FALSE | 0 | FALSE | 0 | FALSE | 0 | FALSE | 0 | FALSE | 0 | FALSE | 0 | FALSE | 0 | FALSE | 0 | FALSE | 0 | FALSE | 0 | FALSE | 0 | FALSE | 0 | TRUE | 1400 | FALSE | 0 | FALSE | 0 | FALSE | 0 | FALSE | 0 | FALSE | 0 | FALSE | 0 | FALSE | 0 | FALSE | 0 | FALSE | 0 | FALSE | 0 | FALSE | 0 | FALSE | 0 | FALSE | 0 | FALSE | 0 | FALSE | 0 | FALSE | 0 | FALSE | 0 | FALSE | 0 | FALSE | 0 | FALSE | 0
50 |  | 0 | 2165 | FALSE |  | FALSE |  | FALSE |  | FALSE |  | FALSE |  | FALSE |  | FALSE |  | FALSE |  | FALSE |  | FALSE | 0 | FALSE | 0 | FALSE | 0 | FALSE | 0 | FALSE | 0 | FALSE | 0 | FALSE | 0 | FALSE | 0 | FALSE | 0 | FALSE | 0 | FALSE | 0 | FALSE | 0 | FALSE | 0 | FALSE | 0 | FALSE | 0 | FALSE | 0 | FALSE | 0 | FALSE | 0 | FALSE | 0 | FALSE | 0 | FALSE | 0 | TRUE | 1400 | FALSE | 0 | FALSE | 0 | FALSE | 0 | FALSE | 0 | FALSE | 0 | FALSE | 0 | FALSE | 0 | FALSE | 0 | FALSE | 0 | FALSE | 0 | FALSE | 0 | FALSE | 0 | FALSE | 0 | FALSE | 0 | FALSE | 0 | FALSE | 0 | FALSE | 0 | FALSE | 0 | FALSE | 0 | FALSE | 0
50 |  | 0 | 2164 | FALSE |  | FALSE |  | FALSE |  | FALSE |  | FALSE |  | FALSE |  | FALSE |  | FALSE |  | FALSE |  | FALSE | 0 | FALSE | 0 | FALSE | 0 | FALSE | 0 | FALSE | 0 | FALSE | 0 | FALSE | 0 | FALSE | 0 | FALSE | 0 | FALSE | 0 | FALSE | 0 | FALSE | 0 | FALSE | 0 | FALSE | 0 | FALSE | 0 | FALSE | 0 | FALSE | 0 | FALSE | 0 | FALSE | 0 | FALSE | 0 | FALSE | 0 | TRUE | 1400 | FALSE | 0 | FALSE | 0 | FALSE | 0 | FALSE | 0 | FALSE | 0 | FALSE | 0 | FALSE | 0 | FALSE | 0 | FALSE | 0 | FALSE | 0 | FALSE | 0 | FALSE | 0 | FALSE | 0 | FALSE | 0 | FALSE | 0 | FALSE | 0 | FALSE | 0 | FALSE | 0 | FALSE | 0 | FALSE | 0
50 |  | 0 | 2163 | FALSE |  | FALSE |  | FALSE |  | FALSE |  | FALSE |  | FALSE |  | FALSE |  | FALSE |  | FALSE |  | FALSE | 0 | FALSE | 0 | FALSE | 0 | FALSE | 0 | FALSE | 0 | FALSE | 0 | FALSE | 0 | FALSE | 0 | FALSE | 0 | FALSE | 0 | FALSE | 0 | FALSE | 0 | FALSE | 0 | FALSE | 0 | FALSE | 0 | FALSE | 0 | FALSE | 0 | FALSE | 0 | FALSE | 0 | FALSE | 0 | FALSE | 0 | TRUE | 1400 | FALSE | 0 | FALSE | 0 | FALSE | 0 | FALSE | 0 | FALSE | 0 | FALSE | 0 | FALSE | 0 | FALSE | 0 | FALSE | 0 | FALSE | 0 | FALSE | 0 | FALSE | 0 | FALSE | 0 | FALSE | 0 | FALSE | 0 | FALSE | 0 | FALSE | 0 | FALSE | 0 | FALSE | 0 | FALSE | 0
50 |  | 0 | 2162 | FALSE |  | FALSE |  | FALSE |  | FALSE |  | FALSE |  | FALSE |  | FALSE |  | FALSE |  | FALSE |  | FALSE | 0 | FALSE | 0 | FALSE | 0 | FALSE | 0 | FALSE | 0 | FALSE | 0 | FALSE | 0 | FALSE | 0 | FALSE | 0 | FALSE | 0 | FALSE | 0 | FALSE | 0 | FALSE | 0 | FALSE | 0 | FALSE | 0 | FALSE | 0 | FALSE | 0 | FALSE | 0 | FALSE | 0 | FALSE | 0 | FALSE | 0 | TRUE | 1400 | FALSE | 0 | FALSE | 0 | FALSE | 0 | FALSE | 0 | FALSE | 0 | FALSE | 0 | FALSE | 0 | FALSE | 0 | FALSE | 0 | FALSE | 0 | FALSE | 0 | FALSE | 0 | FALSE | 0 | FALSE | 0 | FALSE | 0 | FALSE | 0 | FALSE | 0 | FALSE | 0 | FALSE | 0 | FALSE | 0
50 |  | 0 | 2161 | FALSE |  | FALSE |  | FALSE |  | FALSE |  | FALSE |  | FALSE |  | FALSE |  | FALSE |  | FALSE |  | FALSE | 0 | FALSE | 0 | FALSE | 0 | FALSE | 0 | FALSE | 0 | FALSE | 0 | FALSE | 0 | FALSE | 0 | FALSE | 0 | FALSE | 0 | FALSE | 0 | FALSE | 0 | FALSE | 0 | FALSE | 0 | FALSE | 0 | FALSE | 0 | FALSE | 0 | FALSE | 0 | FALSE | 0 | FALSE | 0 | FALSE | 0 | TRUE | 1400 | FALSE | 0 | FALSE | 0 | FALSE | 0 | FALSE | 0 | FALSE | 0 | FALSE | 0 | FALSE | 0 | FALSE | 0 | FALSE | 0 | FALSE | 0 | FALSE | 0 | FALSE | 0 | FALSE | 0 | FALSE | 0 | FALSE | 0 | FALSE | 0 | FALSE | 0 | FALSE | 0 | FALSE | 0 | FALSE | 0
50 |  | 0 | 2160 | FALSE |  | FALSE |  | FALSE |  | FALSE |  | FALSE |  | FALSE |  | FALSE |  | FALSE |  | FALSE |  | FALSE | 0 | FALSE | 0 | FALSE | 0 | FALSE | 0 | FALSE | 0 | FALSE | 0 | FALSE | 0 | FALSE | 0 | FALSE | 0 | FALSE | 0 | FALSE | 0 | FALSE | 0 | FALSE | 0 | FALSE | 0 | FALSE | 0 | FALSE | 0 | FALSE | 0 | FALSE | 0 | FALSE | 0 | FALSE | 0 | FALSE | 0 | TRUE | 1400 | FALSE | 0 | FALSE | 0 | FALSE | 0 | FALSE | 0 | FALSE | 0 | FALSE | 0 | FALSE | 0 | FALSE | 0 | FALSE | 0 | FALSE | 0 | FALSE | 0 | FALSE | 0 | FALSE | 0 | FALSE | 0 | FALSE | 0 | FALSE | 0 | FALSE | 0 | FALSE | 0 | FALSE | 0 | FALSE | 0
50 |  | 0 | 2159 | FALSE |  | FALSE |  | FALSE |  | FALSE |  | FALSE |  | FALSE |  | FALSE |  | FALSE |  | FALSE |  | FALSE | 0 | FALSE | 0 | FALSE | 0 | FALSE | 0 | FALSE | 0 | FALSE | 0 | FALSE | 0 | FALSE | 0 | FALSE | 0 | FALSE | 0 | FALSE | 0 | FALSE | 0 | FALSE | 0 | FALSE | 0 | FALSE | 0 | FALSE | 0 | FALSE | 0 | FALSE | 0 | FALSE | 0 | FALSE | 0 | FALSE | 0 | TRUE | 1400 | FALSE | 0 | FALSE | 0 | FALSE | 0 | FALSE | 0 | FALSE | 0 | FALSE | 0 | FALSE | 0 | FALSE | 0 | FALSE | 0 | FALSE | 0 | FALSE | 0 | FALSE | 0 | FALSE | 0 | FALSE | 0 | FALSE | 0 | FALSE | 0 | FALSE | 0 | FALSE | 0 | FALSE | 0 | FALSE | 0
50 |  | 0 | 2158 | FALSE |  | FALSE |  | FALSE |  | FALSE |  | FALSE |  | FALSE |  | FALSE |  | FALSE |  | FALSE |  | FALSE | 0 | FALSE | 0 | FALSE | 0 | FALSE | 0 | FALSE | 0 | FALSE | 0 | FALSE | 0 | FALSE | 0 | FALSE | 0 | FALSE | 0 | FALSE | 0 | FALSE | 0 | FALSE | 0 | FALSE | 0 | FALSE | 0 | FALSE | 0 | FALSE | 0 | FALSE | 0 | FALSE | 0 | FALSE | 0 | FALSE | 0 | TRUE | 1400 | FALSE | 0 | FALSE | 0 | FALSE | 0 | FALSE | 0 | FALSE | 0 | FALSE | 0 | FALSE | 0 | FALSE | 0 | FALSE | 0 | FALSE | 0 | FALSE | 0 | FALSE | 0 | FALSE | 0 | FALSE | 0 | FALSE | 0 | FALSE | 0 | FALSE | 0 | FALSE | 0 | FALSE | 0 | FALSE | 0
50 |  | 0 | 2157 | FALSE |  | FALSE |  | FALSE |  | FALSE |  | FALSE |  | FALSE |  | FALSE |  | FALSE |  | FALSE |  | FALSE | 0 | FALSE | 0 | FALSE | 0 | FALSE | 0 | FALSE | 0 | FALSE | 0 | FALSE | 0 | FALSE | 0 | FALSE | 0 | FALSE | 0 | FALSE | 0 | FALSE | 0 | FALSE | 0 | FALSE | 0 | FALSE | 0 | FALSE | 0 | FALSE | 0 | FALSE | 0 | FALSE | 0 | FALSE | 0 | FALSE | 0 | TRUE | 1400 | FALSE | 0 | FALSE | 0 | FALSE | 0 | FALSE | 0 | FALSE | 0 | FALSE | 0 | FALSE | 0 | FALSE | 0 | FALSE | 0 | FALSE | 0 | FALSE | 0 | FALSE | 0 | FALSE | 0 | FALSE | 0 | FALSE | 0 | FALSE | 0 | FALSE | 0 | FALSE | 0 | FALSE | 0 | FALSE | 0
50 |  | 0 | 2156 | FALSE |  | FALSE |  | FALSE |  | FALSE |  | FALSE |  | FALSE |  | FALSE |  | FALSE |  | FALSE |  | FALSE | 0 | FALSE | 0 | FALSE | 0 | FALSE | 0 | FALSE | 0 | FALSE | 0 | FALSE | 0 | FALSE | 0 | FALSE | 0 | FALSE | 0 | FALSE | 0 | FALSE | 0 | FALSE | 0 | FALSE | 0 | FALSE | 0 | FALSE | 0 | FALSE | 0 | FALSE | 0 | FALSE | 0 | FALSE | 0 | FALSE | 0 | TRUE | 1400 | FALSE | 0 | FALSE | 0 | FALSE | 0 | FALSE | 0 | FALSE | 0 | FALSE | 0 | FALSE | 0 | FALSE | 0 | FALSE | 0 | FALSE | 0 | FALSE | 0 | FALSE | 0 | FALSE | 0 | FALSE | 0 | FALSE | 0 | FALSE | 0 | FALSE | 0 | FALSE | 0 | FALSE | 0 | FALSE | 0
50 |  | 0 | 2155 | FALSE |  | FALSE |  | FALSE |  | FALSE |  | FALSE |  | FALSE |  | FALSE |  | FALSE |  | FALSE |  | FALSE | 0 | FALSE | 0 | FALSE | 0 | FALSE | 0 | FALSE | 0 | FALSE | 0 | FALSE | 0 | FALSE | 0 | FALSE | 0 | FALSE | 0 | FALSE | 0 | FALSE | 0 | FALSE | 0 | FALSE | 0 | FALSE | 0 | FALSE | 0 | FALSE | 0 | FALSE | 0 | FALSE | 0 | FALSE | 0 | FALSE | 0 | TRUE | 1400 | FALSE | 0 | FALSE | 0 | FALSE | 0 | FALSE | 0 | FALSE | 0 | FALSE | 0 | FALSE | 0 | FALSE | 0 | FALSE | 0 | FALSE | 0 | FALSE | 0 | FALSE | 0 | FALSE | 0 | FALSE | 0 | FALSE | 0 | FALSE | 0 | FALSE | 0 | FALSE | 0 | FALSE | 0 | FALSE | 0
50 |  | 0 | 2154 | FALSE |  | FALSE |  | FALSE |  | FALSE |  | FALSE |  | FALSE |  | FALSE |  | FALSE |  | FALSE |  | FALSE | 0 | FALSE | 0 | FALSE | 0 | FALSE | 0 | FALSE | 0 | FALSE | 0 | FALSE | 0 | FALSE | 0 | FALSE | 0 | FALSE | 0 | FALSE | 0 | FALSE | 0 | FALSE | 0 | FALSE | 0 | FALSE | 0 | FALSE | 0 | FALSE | 0 | FALSE | 0 | FALSE | 0 | FALSE | 0 | FALSE | 0 | TRUE | 1400 | FALSE | 0 | FALSE | 0 | FALSE | 0 | FALSE | 0 | FALSE | 0 | FALSE | 0 | FALSE | 0 | FALSE | 0 | FALSE | 0 | FALSE | 0 | FALSE | 0 | FALSE | 0 | FALSE | 0 | FALSE | 0 | FALSE | 0 | FALSE | 0 | FALSE | 0 | FALSE | 0 | FALSE | 0 | FALSE | 0
50 |  | 0 | 2153 | FALSE |  | FALSE |  | FALSE |  | FALSE |  | FALSE |  | FALSE |  | FALSE |  | FALSE |  | FALSE |  | FALSE | 0 | FALSE | 0 | FALSE | 0 | FALSE | 0 | FALSE | 0 | FALSE | 0 | FALSE | 0 | FALSE | 0 | FALSE | 0 | FALSE | 0 | FALSE | 0 | FALSE | 0 | FALSE | 0 | FALSE | 0 | FALSE | 0 | FALSE | 0 | FALSE | 0 | FALSE | 0 | FALSE | 0 | FALSE | 0 | FALSE | 0 | TRUE | 1400 | FALSE | 0 | FALSE | 0 | FALSE | 0 | FALSE | 0 | FALSE | 0 | FALSE | 0 | FALSE | 0 | FALSE | 0 | FALSE | 0 | FALSE | 0 | FALSE | 0 | FALSE | 0 | FALSE | 0 | FALSE | 0 | FALSE | 0 | FALSE | 0 | FALSE | 0 | FALSE | 0 | FALSE | 0 | FALSE | 0
50 |  | 0 | 2152 | FALSE |  | FALSE |  | FALSE |  | FALSE |  | FALSE |  | FALSE |  | FALSE |  | FALSE |  | FALSE |  | FALSE | 0 | FALSE | 0 | FALSE | 0 | FALSE | 0 | FALSE | 0 | FALSE | 0 | FALSE | 0 | FALSE | 0 | FALSE | 0 | FALSE | 0 | FALSE | 0 | FALSE | 0 | FALSE | 0 | FALSE | 0 | FALSE | 0 | FALSE | 0 | FALSE | 0 | FALSE | 0 | FALSE | 0 | FALSE | 0 | FALSE | 0 | TRUE | 1400 | FALSE | 0 | FALSE | 0 | FALSE | 0 | FALSE | 0 | FALSE | 0 | FALSE | 0 | FALSE | 0 | FALSE | 0 | FALSE | 0 | FALSE | 0 | FALSE | 0 | FALSE | 0 | FALSE | 0 | FALSE | 0 | FALSE | 0 | FALSE | 0 | FALSE | 0 | FALSE | 0 | FALSE | 0 | FALSE | 0
50 |  | 0 | 2151 | FALSE |  | FALSE |  | FALSE |  | FALSE |  | FALSE |  | FALSE |  | FALSE |  | FALSE |  | FALSE |  | FALSE | 0 | FALSE | 0 | FALSE | 0 | FALSE | 0 | FALSE | 0 | FALSE | 0 | FALSE | 0 | FALSE | 0 | FALSE | 0 | FALSE | 0 | FALSE | 0 | FALSE | 0 | FALSE | 0 | FALSE | 0 | FALSE | 0 | FALSE | 0 | FALSE | 0 | FALSE | 0 | FALSE | 0 | FALSE | 0 | FALSE | 0 | TRUE | 1400 | FALSE | 0 | FALSE | 0 | FALSE | 0 | FALSE | 0 | FALSE | 0 | FALSE | 0 | FALSE | 0 | FALSE | 0 | FALSE | 0 | FALSE | 0 | FALSE | 0 | FALSE | 0 | FALSE | 0 | FALSE | 0 | FALSE | 0 | FALSE | 0 | FALSE | 0 | FALSE | 0 | FALSE | 0 | FALSE | 0
50 |  | 0 | 2150 | FALSE |  | FALSE |  | FALSE |  | FALSE |  | FALSE |  | FALSE |  | FALSE |  | FALSE |  | FALSE |  | FALSE | 0 | FALSE | 0 | FALSE | 0 | FALSE | 0 | FALSE | 0 | FALSE | 0 | FALSE | 0 | FALSE | 0 | FALSE | 0 | FALSE | 0 | FALSE | 0 | FALSE | 0 | FALSE | 0 | FALSE | 0 | FALSE | 0 | FALSE | 0 | FALSE | 0 | FALSE | 0 | FALSE | 0 | FALSE | 0 | FALSE | 0 | TRUE | 1400 | FALSE | 0 | FALSE | 0 | FALSE | 0 | FALSE | 0 | FALSE | 0 | FALSE | 0 | FALSE | 0 | FALSE | 0 | FALSE | 0 | FALSE | 0 | FALSE | 0 | FALSE | 0 | FALSE | 0 | FALSE | 0 | FALSE | 0 | FALSE | 0 | FALSE | 0 | FALSE | 0 | FALSE | 0 | FALSE | 0
50 |  | 0 | 2149 | FALSE |  | FALSE |  | FALSE |  | FALSE |  | FALSE |  | FALSE |  | FALSE |  | FALSE |  | FALSE |  | FALSE | 0 | FALSE | 0 | FALSE | 0 | FALSE | 0 | FALSE | 0 | FALSE | 0 | FALSE | 0 | FALSE | 0 | FALSE | 0 | FALSE | 0 | FALSE | 0 | FALSE | 0 | FALSE | 0 | FALSE | 0 | FALSE | 0 | FALSE | 0 | FALSE | 0 | FALSE | 0 | FALSE | 0 | FALSE | 0 | FALSE | 0 | TRUE | 1400 | FALSE | 0 | FALSE | 0 | FALSE | 0 | FALSE | 0 | FALSE | 0 | FALSE | 0 | FALSE | 0 | FALSE | 0 | FALSE | 0 | FALSE | 0 | FALSE | 0 | FALSE | 0 | FALSE | 0 | FALSE | 0 | FALSE | 0 | FALSE | 0 | FALSE | 0 | FALSE | 0 | FALSE | 0 | FALSE | 0
50 |  | 0 | 2148 | FALSE |  | FALSE |  | FALSE |  | FALSE |  | FALSE |  | FALSE |  | FALSE |  | FALSE |  | FALSE |  | FALSE | 0 | FALSE | 0 | FALSE | 0 | FALSE | 0 | FALSE | 0 | FALSE | 0 | FALSE | 0 | FALSE | 0 | FALSE | 0 | FALSE | 0 | FALSE | 0 | FALSE | 0 | FALSE | 0 | FALSE | 0 | FALSE | 0 | FALSE | 0 | FALSE | 0 | FALSE | 0 | FALSE | 0 | FALSE | 0 | FALSE | 0 | TRUE | 1400 | FALSE | 0 | FALSE | 0 | FALSE | 0 | FALSE | 0 | FALSE | 0 | FALSE | 0 | FALSE | 0 | FALSE | 0 | FALSE | 0 | FALSE | 0 | FALSE | 0 | FALSE | 0 | FALSE | 0 | FALSE | 0 | FALSE | 0 | FALSE | 0 | FALSE | 0 | FALSE | 0 | FALSE | 0 | FALSE | 0
50 |  | 0 | 2147 | FALSE |  | FALSE |  | FALSE |  | FALSE |  | FALSE |  | FALSE |  | FALSE |  | FALSE |  | FALSE |  | FALSE | 0 | FALSE | 0 | FALSE | 0 | FALSE | 0 | FALSE | 0 | FALSE | 0 | FALSE | 0 | FALSE | 0 | FALSE | 0 | FALSE | 0 | FALSE | 0 | FALSE | 0 | FALSE | 0 | FALSE | 0 | FALSE | 0 | FALSE | 0 | FALSE | 0 | FALSE | 0 | FALSE | 0 | FALSE | 0 | FALSE | 0 | TRUE | 1400 | FALSE | 0 | FALSE | 0 | FALSE | 0 | FALSE | 0 | FALSE | 0 | FALSE | 0 | FALSE | 0 | FALSE | 0 | FALSE | 0 | FALSE | 0 | FALSE | 0 | FALSE | 0 | FALSE | 0 | FALSE | 0 | FALSE | 0 | FALSE | 0 | FALSE | 0 | FALSE | 0 | FALSE | 0 | FALSE | 0
50 |  | 0 | 2146 | FALSE |  | FALSE |  | FALSE |  | FALSE |  | FALSE |  | FALSE |  | FALSE |  | FALSE |  | FALSE |  | FALSE | 0 | FALSE | 0 | FALSE | 0 | FALSE | 0 | FALSE | 0 | FALSE | 0 | FALSE | 0 | FALSE | 0 | FALSE | 0 | FALSE | 0 | FALSE | 0 | FALSE | 0 | FALSE | 0 | FALSE | 0 | FALSE | 0 | FALSE | 0 | FALSE | 0 | FALSE | 0 | FALSE | 0 | FALSE | 0 | FALSE | 0 | TRUE | 1400 | FALSE | 0 | FALSE | 0 | FALSE | 0 | FALSE | 0 | FALSE | 0 | FALSE | 0 | FALSE | 0 | FALSE | 0 | FALSE | 0 | FALSE | 0 | FALSE | 0 | FALSE | 0 | FALSE | 0 | FALSE | 0 | FALSE | 0 | FALSE | 0 | FALSE | 0 | FALSE | 0 | FALSE | 0 | FALSE | 0
50 |  | 0 | 2145 | FALSE |  | FALSE |  | FALSE |  | FALSE |  | FALSE |  | FALSE |  | FALSE |  | FALSE |  | FALSE |  | FALSE | 0 | FALSE | 0 | FALSE | 0 | FALSE | 0 | FALSE | 0 | FALSE | 0 | FALSE | 0 | FALSE | 0 | FALSE | 0 | FALSE | 0 | FALSE | 0 | FALSE | 0 | FALSE | 0 | FALSE | 0 | FALSE | 0 | FALSE | 0 | FALSE | 0 | FALSE | 0 | FALSE | 0 | FALSE | 0 | FALSE | 0 | TRUE | 1400 | FALSE | 0 | FALSE | 0 | FALSE | 0 | FALSE | 0 | FALSE | 0 | FALSE | 0 | FALSE | 0 | FALSE | 0 | FALSE | 0 | FALSE | 0 | FALSE | 0 | FALSE | 0 | FALSE | 0 | FALSE | 0 | FALSE | 0 | FALSE | 0 | FALSE | 0 | FALSE | 0 | FALSE | 0 | FALSE | 0
50 |  | 0 | 2144 | FALSE |  | FALSE |  | FALSE |  | FALSE |  | FALSE |  | FALSE |  | FALSE |  | FALSE |  | FALSE |  | FALSE | 0 | FALSE | 0 | FALSE | 0 | FALSE | 0 | FALSE | 0 | FALSE | 0 | FALSE | 0 | FALSE | 0 | FALSE | 0 | FALSE | 0 | FALSE | 0 | FALSE | 0 | FALSE | 0 | FALSE | 0 | FALSE | 0 | FALSE | 0 | FALSE | 0 | FALSE | 0 | FALSE | 0 | FALSE | 0 | FALSE | 0 | TRUE | 1400 | FALSE | 0 | FALSE | 0 | FALSE | 0 | FALSE | 0 | FALSE | 0 | FALSE | 0 | FALSE | 0 | FALSE | 0 | FALSE | 0 | FALSE | 0 | FALSE | 0 | FALSE | 0 | FALSE | 0 | FALSE | 0 | FALSE | 0 | FALSE | 0 | FALSE | 0 | FALSE | 0 | FALSE | 0 | FALSE | 0
50 |  | 0 | 2143 | FALSE |  | FALSE |  | FALSE |  | FALSE |  | FALSE |  | FALSE |  | FALSE |  | FALSE |  | FALSE |  | FALSE | 0 | FALSE | 0 | FALSE | 0 | FALSE | 0 | FALSE | 0 | FALSE | 0 | FALSE | 0 | FALSE | 0 | FALSE | 0 | FALSE | 0 | FALSE | 0 | FALSE | 0 | FALSE | 0 | FALSE | 0 | FALSE | 0 | FALSE | 0 | FALSE | 0 | FALSE | 0 | FALSE | 0 | FALSE | 0 | FALSE | 0 | TRUE | 1400 | FALSE | 0 | FALSE | 0 | FALSE | 0 | FALSE | 0 | FALSE | 0 | FALSE | 0 | FALSE | 0 | FALSE | 0 | FALSE | 0 | FALSE | 0 | FALSE | 0 | FALSE | 0 | FALSE | 0 | FALSE | 0 | FALSE | 0 | FALSE | 0 | FALSE | 0 | FALSE | 0 | FALSE | 0 | FALSE | 0
50 |  | 0 | 2142 | FALSE |  | FALSE |  | FALSE |  | FALSE |  | FALSE |  | FALSE |  | FALSE |  | FALSE |  | FALSE |  | FALSE | 0 | FALSE | 0 | FALSE | 0 | FALSE | 0 | FALSE | 0 | FALSE | 0 | FALSE | 0 | FALSE | 0 | FALSE | 0 | FALSE | 0 | FALSE | 0 | FALSE | 0 | FALSE | 0 | FALSE | 0 | FALSE | 0 | FALSE | 0 | FALSE | 0 | FALSE | 0 | FALSE | 0 | FALSE | 0 | FALSE | 0 | TRUE | 1400 | FALSE | 0 | FALSE | 0 | FALSE | 0 | FALSE | 0 | FALSE | 0 | FALSE | 0 | FALSE | 0 | FALSE | 0 | FALSE | 0 | FALSE | 0 | FALSE | 0 | FALSE | 0 | FALSE | 0 | FALSE | 0 | FALSE | 0 | FALSE | 0 | FALSE | 0 | FALSE | 0 | FALSE | 0 | FALSE | 0
50 |  | 0 | 2141 | FALSE |  | FALSE |  | FALSE |  | FALSE |  | FALSE |  | FALSE |  | FALSE |  | FALSE |  | FALSE |  | FALSE | 0 | FALSE | 0 | FALSE | 0 | FALSE | 0 | FALSE | 0 | FALSE | 0 | FALSE | 0 | FALSE | 0 | FALSE | 0 | FALSE | 0 | FALSE | 0 | FALSE | 0 | FALSE | 0 | FALSE | 0 | FALSE | 0 | FALSE | 0 | FALSE | 0 | FALSE | 0 | FALSE | 0 | FALSE | 0 | FALSE | 0 | TRUE | 1400 | FALSE | 0 | FALSE | 0 | FALSE | 0 | FALSE | 0 | FALSE | 0 | FALSE | 0 | FALSE | 0 | FALSE | 0 | FALSE | 0 | FALSE | 0 | FALSE | 0 | FALSE | 0 | FALSE | 0 | FALSE | 0 | FALSE | 0 | FALSE | 0 | FALSE | 0 | FALSE | 0 | FALSE | 0 | FALSE | 0
50 |  | 0 | 2140 | FALSE |  | FALSE |  | FALSE |  | FALSE |  | FALSE |  | FALSE |  | FALSE |  | FALSE |  | FALSE |  | FALSE | 0 | FALSE | 0 | FALSE | 0 | FALSE | 0 | FALSE | 0 | FALSE | 0 | FALSE | 0 | FALSE | 0 | FALSE | 0 | FALSE | 0 | FALSE | 0 | FALSE | 0 | FALSE | 0 | FALSE | 0 | FALSE | 0 | FALSE | 0 | FALSE | 0 | FALSE | 0 | FALSE | 0 | FALSE | 0 | FALSE | 0 | TRUE | 1400 | FALSE | 0 | FALSE | 0 | FALSE | 0 | FALSE | 0 | FALSE | 0 | FALSE | 0 | FALSE | 0 | FALSE | 0 | FALSE | 0 | FALSE | 0 | FALSE | 0 | FALSE | 0 | FALSE | 0 | FALSE | 0 | FALSE | 0 | FALSE | 0 | FALSE | 0 | FALSE | 0 | FALSE | 0 | FALSE | 0
50 |  | 0 | 2139 | FALSE |  | FALSE |  | FALSE |  | FALSE |  | FALSE |  | FALSE |  | FALSE |  | FALSE |  | FALSE |  | FALSE | 0 | FALSE | 0 | FALSE | 0 | FALSE | 0 | FALSE | 0 | FALSE | 0 | FALSE | 0 | FALSE | 0 | FALSE | 0 | FALSE | 0 | FALSE | 0 | FALSE | 0 | FALSE | 0 | FALSE | 0 | FALSE | 0 | FALSE | 0 | FALSE | 0 | FALSE | 0 | FALSE | 0 | FALSE | 0 | FALSE | 0 | TRUE | 1400 | FALSE | 0 | FALSE | 0 | FALSE | 0 | FALSE | 0 | FALSE | 0 | FALSE | 0 | FALSE | 0 | FALSE | 0 | FALSE | 0 | FALSE | 0 | FALSE | 0 | FALSE | 0 | FALSE | 0 | FALSE | 0 | FALSE | 0 | FALSE | 0 | FALSE | 0 | FALSE | 0 | FALSE | 0 | FALSE | 0
50 |  | 0 | 2138 | FALSE |  | FALSE |  | FALSE |  | FALSE |  | FALSE |  | FALSE |  | FALSE |  | FALSE |  | FALSE |  | FALSE | 0 | FALSE | 0 | FALSE | 0 | FALSE | 0 | FALSE | 0 | FALSE | 0 | FALSE | 0 | FALSE | 0 | FALSE | 0 | FALSE | 0 | FALSE | 0 | FALSE | 0 | FALSE | 0 | FALSE | 0 | FALSE | 0 | FALSE | 0 | FALSE | 0 | FALSE | 0 | FALSE | 0 | FALSE | 0 | FALSE | 0 | TRUE | 1400 | FALSE | 0 | FALSE | 0 | FALSE | 0 | FALSE | 0 | FALSE | 0 | FALSE | 0 | FALSE | 0 | FALSE | 0 | FALSE | 0 | FALSE | 0 | FALSE | 0 | FALSE | 0 | FALSE | 0 | FALSE | 0 | FALSE | 0 | FALSE | 0 | FALSE | 0 | FALSE | 0 | FALSE | 0 | FALSE | 0
50 |  | 0 | 2137 | FALSE |  | FALSE |  | FALSE |  | FALSE |  | FALSE |  | FALSE |  | FALSE |  | FALSE |  | FALSE |  | FALSE | 0 | FALSE | 0 | FALSE | 0 | FALSE | 0 | FALSE | 0 | FALSE | 0 | FALSE | 0 | FALSE | 0 | FALSE | 0 | FALSE | 0 | FALSE | 0 | FALSE | 0 | FALSE | 0 | FALSE | 0 | FALSE | 0 | FALSE | 0 | FALSE | 0 | FALSE | 0 | FALSE | 0 | FALSE | 0 | FALSE | 0 | TRUE | 1400 | FALSE | 0 | FALSE | 0 | FALSE | 0 | FALSE | 0 | FALSE | 0 | FALSE | 0 | FALSE | 0 | FALSE | 0 | FALSE | 0 | FALSE | 0 | FALSE | 0 | FALSE | 0 | FALSE | 0 | FALSE | 0 | FALSE | 0 | FALSE | 0 | FALSE | 0 | FALSE | 0 | FALSE | 0 | FALSE | 0
50 |  | 0 | 2136 | FALSE |  | FALSE |  | FALSE |  | FALSE |  | FALSE |  | FALSE |  | FALSE |  | FALSE |  | FALSE |  | FALSE | 0 | FALSE | 0 | FALSE | 0 | FALSE | 0 | FALSE | 0 | FALSE | 0 | FALSE | 0 | FALSE | 0 | FALSE | 0 | FALSE | 0 | FALSE | 0 | FALSE | 0 | FALSE | 0 | FALSE | 0 | FALSE | 0 | FALSE | 0 | FALSE | 0 | FALSE | 0 | FALSE | 0 | FALSE | 0 | FALSE | 0 | TRUE | 1400 | FALSE | 0 | FALSE | 0 | FALSE | 0 | FALSE | 0 | FALSE | 0 | FALSE | 0 | FALSE | 0 | FALSE | 0 | FALSE | 0 | FALSE | 0 | FALSE | 0 | FALSE | 0 | FALSE | 0 | FALSE | 0 | FALSE | 0 | FALSE | 0 | FALSE | 0 | FALSE | 0 | FALSE | 0 | FALSE | 0
50 |  | 0 | 2135 | FALSE |  | FALSE |  | FALSE |  | FALSE |  | FALSE |  | FALSE |  | FALSE |  | FALSE |  | FALSE |  | FALSE | 0 | FALSE | 0 | FALSE | 0 | FALSE | 0 | FALSE | 0 | FALSE | 0 | FALSE | 0 | FALSE | 0 | FALSE | 0 | FALSE | 0 | FALSE | 0 | FALSE | 0 | FALSE | 0 | FALSE | 0 | FALSE | 0 | FALSE | 0 | FALSE | 0 | FALSE | 0 | FALSE | 0 | FALSE | 0 | FALSE | 0 | TRUE | 1400 | FALSE | 0 | FALSE | 0 | FALSE | 0 | FALSE | 0 | FALSE | 0 | FALSE | 0 | FALSE | 0 | FALSE | 0 | FALSE | 0 | FALSE | 0 | FALSE | 0 | FALSE | 0 | FALSE | 0 | FALSE | 0 | FALSE | 0 | FALSE | 0 | FALSE | 0 | FALSE | 0 | FALSE | 0 | FALSE | 0
50 |  | 0 | 2134 | FALSE |  | FALSE |  | FALSE |  | FALSE |  | FALSE |  | FALSE |  | FALSE |  | FALSE |  | FALSE |  | FALSE | 0 | FALSE | 0 | FALSE | 0 | FALSE | 0 | FALSE | 0 | FALSE | 0 | FALSE | 0 | FALSE | 0 | FALSE | 0 | FALSE | 0 | FALSE | 0 | FALSE | 0 | FALSE | 0 | FALSE | 0 | FALSE | 0 | FALSE | 0 | FALSE | 0 | FALSE | 0 | FALSE | 0 | FALSE | 0 | FALSE | 0 | TRUE | 1400 | FALSE | 0 | FALSE | 0 | FALSE | 0 | FALSE | 0 | FALSE | 0 | FALSE | 0 | FALSE | 0 | FALSE | 0 | FALSE | 0 | FALSE | 0 | FALSE | 0 | FALSE | 0 | FALSE | 0 | FALSE | 0 | FALSE | 0 | FALSE | 0 | FALSE | 0 | FALSE | 0 | FALSE | 0 | FALSE | 0
50 |  | 0 | 2133 | FALSE |  | FALSE |  | FALSE |  | FALSE |  | FALSE |  | FALSE |  | FALSE |  | FALSE |  | FALSE |  | FALSE | 0 | FALSE | 0 | FALSE | 0 | FALSE | 0 | FALSE | 0 | FALSE | 0 | FALSE | 0 | FALSE | 0 | FALSE | 0 | FALSE | 0 | FALSE | 0 | FALSE | 0 | FALSE | 0 | FALSE | 0 | FALSE | 0 | FALSE | 0 | FALSE | 0 | FALSE | 0 | FALSE | 0 | FALSE | 0 | FALSE | 0 | TRUE | 1400 | FALSE | 0 | FALSE | 0 | FALSE | 0 | FALSE | 0 | FALSE | 0 | FALSE | 0 | FALSE | 0 | FALSE | 0 | FALSE | 0 | FALSE | 0 | FALSE | 0 | FALSE | 0 | FALSE | 0 | FALSE | 0 | FALSE | 0 | FALSE | 0 | FALSE | 0 | FALSE | 0 | FALSE | 0 | FALSE | 0
50 |  | 0 | 2132 | FALSE |  | FALSE |  | FALSE |  | FALSE |  | FALSE |  | FALSE |  | FALSE |  | FALSE |  | FALSE |  | FALSE | 0 | FALSE | 0 | FALSE | 0 | FALSE | 0 | FALSE | 0 | FALSE | 0 | FALSE | 0 | FALSE | 0 | FALSE | 0 | FALSE | 0 | FALSE | 0 | FALSE | 0 | FALSE | 0 | FALSE | 0 | FALSE | 0 | FALSE | 0 | FALSE | 0 | FALSE | 0 | FALSE | 0 | FALSE | 0 | FALSE | 0 | TRUE | 1400 | FALSE | 0 | FALSE | 0 | FALSE | 0 | FALSE | 0 | FALSE | 0 | FALSE | 0 | FALSE | 0 | FALSE | 0 | FALSE | 0 | FALSE | 0 | FALSE | 0 | FALSE | 0 | FALSE | 0 | FALSE | 0 | FALSE | 0 | FALSE | 0 | FALSE | 0 | FALSE | 0 | FALSE | 0 | FALSE | 0
50 |  | 0 | 2131 | FALSE |  | FALSE |  | FALSE |  | FALSE |  | FALSE |  | FALSE |  | FALSE |  | FALSE |  | FALSE |  | FALSE | 0 | FALSE | 0 | FALSE | 0 | FALSE | 0 | FALSE | 0 | FALSE | 0 | FALSE | 0 | FALSE | 0 | FALSE | 0 | FALSE | 0 | FALSE | 0 | FALSE | 0 | FALSE | 0 | FALSE | 0 | FALSE | 0 | FALSE | 0 | FALSE | 0 | FALSE | 0 | FALSE | 0 | FALSE | 0 | FALSE | 0 | TRUE | 1400 | FALSE | 0 | FALSE | 0 | FALSE | 0 | FALSE | 0 | FALSE | 0 | FALSE | 0 | FALSE | 0 | FALSE | 0 | FALSE | 0 | FALSE | 0 | FALSE | 0 | FALSE | 0 | FALSE | 0 | FALSE | 0 | FALSE | 0 | FALSE | 0 | FALSE | 0 | FALSE | 0 | FALSE | 0 | FALSE | 0
50 |  | 0 | 2130 | FALSE |  | FALSE |  | FALSE |  | FALSE |  | FALSE |  | FALSE |  | FALSE |  | FALSE |  | FALSE |  | FALSE | 0 | FALSE | 0 | FALSE | 0 | FALSE | 0 | FALSE | 0 | FALSE | 0 | FALSE | 0 | FALSE | 0 | FALSE | 0 | FALSE | 0 | FALSE | 0 | FALSE | 0 | FALSE | 0 | FALSE | 0 | FALSE | 0 | FALSE | 0 | FALSE | 0 | FALSE | 0 | FALSE | 0 | FALSE | 0 | FALSE | 0 | TRUE | 1400 | FALSE | 0 | FALSE | 0 | FALSE | 0 | FALSE | 0 | FALSE | 0 | FALSE | 0 | FALSE | 0 | FALSE | 0 | FALSE | 0 | FALSE | 0 | FALSE | 0 | FALSE | 0 | FALSE | 0 | FALSE | 0 | FALSE | 0 | FALSE | 0 | FALSE | 0 | FALSE | 0 | FALSE | 0 | FALSE | 0
50 |  | 0 | 2129 | FALSE |  | FALSE |  | FALSE |  | FALSE |  | FALSE |  | FALSE |  | FALSE |  | FALSE |  | FALSE |  | FALSE | 0 | FALSE | 0 | FALSE | 0 | FALSE | 0 | FALSE | 0 | FALSE | 0 | FALSE | 0 | FALSE | 0 | FALSE | 0 | FALSE | 0 | FALSE | 0 | FALSE | 0 | FALSE | 0 | FALSE | 0 | FALSE | 0 | FALSE | 0 | FALSE | 0 | FALSE | 0 | FALSE | 0 | FALSE | 0 | FALSE | 0 | TRUE | 1400 | FALSE | 0 | FALSE | 0 | FALSE | 0 | FALSE | 0 | FALSE | 0 | FALSE | 0 | FALSE | 0 | FALSE | 0 | FALSE | 0 | FALSE | 0 | FALSE | 0 | FALSE | 0 | FALSE | 0 | FALSE | 0 | FALSE | 0 | FALSE | 0 | FALSE | 0 | FALSE | 0 | FALSE | 0 | FALSE | 0
50 |  | 0 | 2128 | FALSE |  | FALSE |  | FALSE |  | FALSE |  | FALSE |  | FALSE |  | FALSE |  | FALSE |  | FALSE |  | FALSE | 0 | FALSE | 0 | FALSE | 0 | FALSE | 0 | FALSE | 0 | FALSE | 0 | FALSE | 0 | FALSE | 0 | FALSE | 0 | FALSE | 0 | FALSE | 0 | FALSE | 0 | FALSE | 0 | FALSE | 0 | FALSE | 0 | FALSE | 0 | FALSE | 0 | FALSE | 0 | FALSE | 0 | FALSE | 0 | FALSE | 0 | TRUE | 1400 | FALSE | 0 | FALSE | 0 | FALSE | 0 | FALSE | 0 | FALSE | 0 | FALSE | 0 | FALSE | 0 | FALSE | 0 | FALSE | 0 | FALSE | 0 | FALSE | 0 | FALSE | 0 | FALSE | 0 | FALSE | 0 | FALSE | 0 | FALSE | 0 | FALSE | 0 | FALSE | 0 | FALSE | 0 | FALSE | 0
50 |  | 0 | 2127 | FALSE |  | FALSE |  | FALSE |  | FALSE |  | FALSE |  | FALSE |  | FALSE |  | FALSE |  | FALSE |  | FALSE | 0 | FALSE | 0 | FALSE | 0 | FALSE | 0 | FALSE | 0 | FALSE | 0 | FALSE | 0 | FALSE | 0 | FALSE | 0 | FALSE | 0 | FALSE | 0 | FALSE | 0 | FALSE | 0 | FALSE | 0 | FALSE | 0 | FALSE | 0 | FALSE | 0 | FALSE | 0 | FALSE | 0 | FALSE | 0 | FALSE | 0 | TRUE | 1400 | FALSE | 0 | FALSE | 0 | FALSE | 0 | FALSE | 0 | FALSE | 0 | FALSE | 0 | FALSE | 0 | FALSE | 0 | FALSE | 0 | FALSE | 0 | FALSE | 0 | FALSE | 0 | FALSE | 0 | FALSE | 0 | FALSE | 0 | FALSE | 0 | FALSE | 0 | FALSE | 0 | FALSE | 0 | FALSE | 0
50 |  | 0 | 2126 | FALSE |  | FALSE |  | FALSE |  | FALSE |  | FALSE |  | FALSE |  | FALSE |  | FALSE |  | FALSE |  | FALSE | 0 | FALSE | 0 | FALSE | 0 | FALSE | 0 | FALSE | 0 | FALSE | 0 | FALSE | 0 | FALSE | 0 | FALSE | 0 | FALSE | 0 | FALSE | 0 | FALSE | 0 | FALSE | 0 | FALSE | 0 | FALSE | 0 | FALSE | 0 | FALSE | 0 | FALSE | 0 | FALSE | 0 | FALSE | 0 | FALSE | 0 | TRUE | 1400 | FALSE | 0 | FALSE | 0 | FALSE | 0 | FALSE | 0 | FALSE | 0 | FALSE | 0 | FALSE | 0 | FALSE | 0 | FALSE | 0 | FALSE | 0 | FALSE | 0 | FALSE | 0 | FALSE | 0 | FALSE | 0 | FALSE | 0 | FALSE | 0 | FALSE | 0 | FALSE | 0 | FALSE | 0 | FALSE | 0
50 |  | 0 | 2125 | FALSE |  | FALSE |  | FALSE |  | FALSE |  | FALSE |  | FALSE |  | FALSE |  | FALSE |  | FALSE |  | FALSE | 0 | FALSE | 0 | FALSE | 0 | FALSE | 0 | FALSE | 0 | FALSE | 0 | FALSE | 0 | FALSE | 0 | FALSE | 0 | FALSE | 0 | FALSE | 0 | FALSE | 0 | FALSE | 0 | FALSE | 0 | FALSE | 0 | FALSE | 0 | FALSE | 0 | FALSE | 0 | FALSE | 0 | FALSE | 0 | FALSE | 0 | TRUE | 1400 | FALSE | 0 | FALSE | 0 | FALSE | 0 | FALSE | 0 | FALSE | 0 | FALSE | 0 | FALSE | 0 | FALSE | 0 | FALSE | 0 | FALSE | 0 | FALSE | 0 | FALSE | 0 | FALSE | 0 | FALSE | 0 | FALSE | 0 | FALSE | 0 | FALSE | 0 | FALSE | 0 | FALSE | 0 | FALSE | 0
50 |  | 0 | 2124 | FALSE |  | FALSE |  | FALSE |  | FALSE |  | FALSE |  | FALSE |  | FALSE |  | FALSE |  | FALSE |  | FALSE | 0 | FALSE | 0 | FALSE | 0 | FALSE | 0 | FALSE | 0 | FALSE | 0 | FALSE | 0 | FALSE | 0 | FALSE | 0 | FALSE | 0 | FALSE | 0 | FALSE | 0 | FALSE | 0 | FALSE | 0 | FALSE | 0 | FALSE | 0 | FALSE | 0 | FALSE | 0 | FALSE | 0 | FALSE | 0 | FALSE | 0 | TRUE | 1400 | FALSE | 0 | FALSE | 0 | FALSE | 0 | FALSE | 0 | FALSE | 0 | FALSE | 0 | FALSE | 0 | FALSE | 0 | FALSE | 0 | FALSE | 0 | FALSE | 0 | FALSE | 0 | FALSE | 0 | FALSE | 0 | FALSE | 0 | FALSE | 0 | FALSE | 0 | FALSE | 0 | FALSE | 0 | FALSE | 0
50 |  | 0 | 2123 | FALSE |  | FALSE |  | FALSE |  | FALSE |  | FALSE |  | FALSE |  | FALSE |  | FALSE |  | FALSE |  | FALSE | 0 | FALSE | 0 | FALSE | 0 | FALSE | 0 | FALSE | 0 | FALSE | 0 | FALSE | 0 | FALSE | 0 | FALSE | 0 | FALSE | 0 | FALSE | 0 | FALSE | 0 | FALSE | 0 | FALSE | 0 | FALSE | 0 | FALSE | 0 | FALSE | 0 | FALSE | 0 | FALSE | 0 | FALSE | 0 | FALSE | 0 | TRUE | 1400 | FALSE | 0 | FALSE | 0 | FALSE | 0 | FALSE | 0 | FALSE | 0 | FALSE | 0 | FALSE | 0 | FALSE | 0 | FALSE | 0 | FALSE | 0 | FALSE | 0 | FALSE | 0 | FALSE | 0 | FALSE | 0 | FALSE | 0 | FALSE | 0 | FALSE | 0 | FALSE | 0 | FALSE | 0 | FALSE | 0
50 |  | 0 | 2122 | FALSE |  | FALSE |  | FALSE |  | FALSE |  | FALSE |  | FALSE |  | FALSE |  | FALSE |  | FALSE |  | FALSE | 0 | FALSE | 0 | FALSE | 0 | FALSE | 0 | FALSE | 0 | FALSE | 0 | FALSE | 0 | FALSE | 0 | FALSE | 0 | FALSE | 0 | FALSE | 0 | FALSE | 0 | FALSE | 0 | FALSE | 0 | FALSE | 0 | FALSE | 0 | FALSE | 0 | FALSE | 0 | FALSE | 0 | FALSE | 0 | FALSE | 0 | TRUE | 1400 | FALSE | 0 | FALSE | 0 | FALSE | 0 | FALSE | 0 | FALSE | 0 | FALSE | 0 | FALSE | 0 | FALSE | 0 | FALSE | 0 | FALSE | 0 | FALSE | 0 | FALSE | 0 | FALSE | 0 | FALSE | 0 | FALSE | 0 | FALSE | 0 | FALSE | 0 | FALSE | 0 | FALSE | 0 | FALSE | 0
50 |  | 0 | 2121 | FALSE |  | FALSE |  | FALSE |  | FALSE |  | FALSE |  | FALSE |  | FALSE |  | FALSE |  | FALSE |  | FALSE | 0 | FALSE | 0 | FALSE | 0 | FALSE | 0 | FALSE | 0 | FALSE | 0 | FALSE | 0 | FALSE | 0 | FALSE | 0 | FALSE | 0 | FALSE | 0 | FALSE | 0 | FALSE | 0 | FALSE | 0 | FALSE | 0 | FALSE | 0 | FALSE | 0 | FALSE | 0 | FALSE | 0 | FALSE | 0 | FALSE | 0 | TRUE | 1400 | FALSE | 0 | FALSE | 0 | FALSE | 0 | FALSE | 0 | FALSE | 0 | FALSE | 0 | FALSE | 0 | FALSE | 0 | FALSE | 0 | FALSE | 0 | FALSE | 0 | FALSE | 0 | FALSE | 0 | FALSE | 0 | FALSE | 0 | FALSE | 0 | FALSE | 0 | FALSE | 0 | FALSE | 0 | FALSE | 0
50 |  | 0 | 2120 | FALSE |  | FALSE |  | FALSE |  | FALSE |  | FALSE |  | FALSE |  | FALSE |  | FALSE |  | FALSE |  | FALSE | 0 | FALSE | 0 | FALSE | 0 | FALSE | 0 | FALSE | 0 | FALSE | 0 | FALSE | 0 | FALSE | 0 | FALSE | 0 | FALSE | 0 | FALSE | 0 | FALSE | 0 | FALSE | 0 | FALSE | 0 | FALSE | 0 | FALSE | 0 | FALSE | 0 | FALSE | 0 | FALSE | 0 | FALSE | 0 | FALSE | 0 | TRUE | 1400 | FALSE | 0 | FALSE | 0 | FALSE | 0 | FALSE | 0 | FALSE | 0 | FALSE | 0 | FALSE | 0 | FALSE | 0 | FALSE | 0 | FALSE | 0 | FALSE | 0 | FALSE | 0 | FALSE | 0 | FALSE | 0 | FALSE | 0 | FALSE | 0 | FALSE | 0 | FALSE | 0 | FALSE | 0 | FALSE | 0
50 |  | 0 | 2119 | FALSE |  | FALSE |  | FALSE |  | FALSE |  | FALSE |  | FALSE |  | FALSE |  | FALSE |  | FALSE | 0 | FALSE | 0 | FALSE | 0 | FALSE | 0 | FALSE | 0 | FALSE | 0 | FALSE | 0 | FALSE | 0 | FALSE | 0 | FALSE | 0 | FALSE | 0 | FALSE | 0 | FALSE | 0 | FALSE | 0 | FALSE | 0 | FALSE | 0 | FALSE | 0 | FALSE | 0 | FALSE | 0 | FALSE | 0 | FALSE | 0 | FALSE | 0 | TRUE | 1400 | FALSE | 0 | FALSE | 0 | FALSE | 0 | FALSE | 0 | FALSE | 0 | FALSE | 0 | FALSE | 0 | FALSE | 0 | FALSE | 0 | FALSE | 0 | FALSE | 0 | FALSE | 0 | FALSE | 0 | FALSE | 0 | FALSE | 0 | FALSE | 0 | FALSE | 0 | FALSE | 0 | FALSE | 0 | FALSE | 0
50 |  | 0 | 2118 | FALSE |  | FALSE |  | FALSE |  | FALSE |  | FALSE |  | FALSE |  | FALSE |  | FALSE |  | FALSE | 0 | FALSE | 0 | FALSE | 0 | FALSE | 0 | FALSE | 0 | FALSE | 0 | FALSE | 0 | FALSE | 0 | FALSE | 0 | FALSE | 0 | FALSE | 0 | FALSE | 0 | FALSE | 0 | FALSE | 0 | FALSE | 0 | FALSE | 0 | FALSE | 0 | FALSE | 0 | FALSE | 0 | FALSE | 0 | FALSE | 0 | FALSE | 0 | TRUE | 1400 | FALSE | 0 | FALSE | 0 | FALSE | 0 | FALSE | 0 | FALSE | 0 | FALSE | 0 | FALSE | 0 | FALSE | 0 | FALSE | 0 | FALSE | 0 | FALSE | 0 | FALSE | 0 | FALSE | 0 | FALSE | 0 | FALSE | 0 | FALSE | 0 | FALSE | 0 | FALSE | 0 | FALSE | 0 | FALSE | 0
50 |  | 0 | 2117 | FALSE |  | FALSE |  | FALSE |  | FALSE |  | FALSE |  | FALSE |  | FALSE |  | FALSE |  | FALSE | 0 | FALSE | 0 | FALSE | 0 | FALSE | 0 | FALSE | 0 | FALSE | 0 | FALSE | 0 | FALSE | 0 | FALSE | 0 | FALSE | 0 | FALSE | 0 | FALSE | 0 | FALSE | 0 | FALSE | 0 | FALSE | 0 | FALSE | 0 | FALSE | 0 | FALSE | 0 | FALSE | 0 | FALSE | 0 | FALSE | 0 | FALSE | 0 | TRUE | 1400 | FALSE | 0 | FALSE | 0 | FALSE | 0 | FALSE | 0 | FALSE | 0 | FALSE | 0 | FALSE | 0 | FALSE | 0 | FALSE | 0 | FALSE | 0 | FALSE | 0 | FALSE | 0 | FALSE | 0 | FALSE | 0 | FALSE | 0 | FALSE | 0 | FALSE | 0 | FALSE | 0 | FALSE | 0 | FALSE | 0
50 |  | 0 | 2116 | FALSE |  | FALSE |  | FALSE |  | FALSE |  | FALSE |  | FALSE |  | FALSE |  | FALSE |  | FALSE | 0 | FALSE | 0 | FALSE | 0 | FALSE | 0 | FALSE | 0 | FALSE | 0 | FALSE | 0 | FALSE | 0 | FALSE | 0 | FALSE | 0 | FALSE | 0 | FALSE | 0 | FALSE | 0 | FALSE | 0 | FALSE | 0 | FALSE | 0 | FALSE | 0 | FALSE | 0 | FALSE | 0 | FALSE | 0 | FALSE | 0 | FALSE | 0 | TRUE | 1400 | FALSE | 0 | FALSE | 0 | FALSE | 0 | FALSE | 0 | FALSE | 0 | FALSE | 0 | FALSE | 0 | FALSE | 0 | FALSE | 0 | FALSE | 0 | FALSE | 0 | FALSE | 0 | FALSE | 0 | FALSE | 0 | FALSE | 0 | FALSE | 0 | FALSE | 0 | FALSE | 0 | FALSE | 0 | FALSE | 0
50 |  | 0 | 2115 | FALSE |  | FALSE |  | FALSE |  | FALSE |  | FALSE |  | FALSE |  | FALSE |  | FALSE |  | FALSE | 0 | FALSE | 0 | FALSE | 0 | FALSE | 0 | FALSE | 0 | FALSE | 0 | FALSE | 0 | FALSE | 0 | FALSE | 0 | FALSE | 0 | FALSE | 0 | FALSE | 0 | FALSE | 0 | FALSE | 0 | FALSE | 0 | FALSE | 0 | FALSE | 0 | FALSE | 0 | FALSE | 0 | FALSE | 0 | FALSE | 0 | FALSE | 0 | TRUE | 1400 | FALSE | 0 | FALSE | 0 | FALSE | 0 | FALSE | 0 | FALSE | 0 | FALSE | 0 | FALSE | 0 | FALSE | 0 | FALSE | 0 | FALSE | 0 | FALSE | 0 | FALSE | 0 | FALSE | 0 | FALSE | 0 | FALSE | 0 | FALSE | 0 | FALSE | 0 | FALSE | 0 | FALSE | 0 | FALSE | 0 | 1220
50 |  | 0 | 2114 | FALSE |  | FALSE |  | FALSE |  | FALSE |  | FALSE |  | FALSE |  | FALSE |  | FALSE |  | FALSE | 0 | FALSE | 0 | FALSE | 0 | FALSE | 0 | FALSE | 0 | FALSE | 0 | FALSE | 0 | FALSE | 0 | FALSE | 0 | FALSE | 0 | FALSE | 0 | FALSE | 0 | FALSE | 0 | FALSE | 0 | FALSE | 0 | FALSE | 0 | FALSE | 0 | FALSE | 0 | FALSE | 0 | FALSE | 0 | FALSE | 0 | FALSE | 0 | TRUE | 1400 | FALSE | 0 | FALSE | 0 | FALSE | 0 | FALSE | 0 | FALSE | 0 | FALSE | 0 | FALSE | 0 | FALSE | 0 | FALSE | 0 | FALSE | 0 | FALSE | 0 | FALSE | 0 | FALSE | 0 | FALSE | 0 | FALSE | 0 | FALSE | 0 | FALSE | 0 | FALSE | 0 | FALSE | 0 | FALSE | 0 | 915
50 |  | 0 | 2113 | FALSE |  | FALSE |  | FALSE |  | FALSE |  | FALSE |  | FALSE |  | FALSE |  | FALSE |  | FALSE | 0 | FALSE | 0 | FALSE | 0 | FALSE | 0 | FALSE | 0 | FALSE | 0 | FALSE | 0 | FALSE | 0 | FALSE | 0 | FALSE | 0 | FALSE | 0 | FALSE | 0 | FALSE | 0 | FALSE | 0 | FALSE | 0 | FALSE | 0 | FALSE | 0 | FALSE | 0 | FALSE | 0 | FALSE | 0 | FALSE | 0 | FALSE | 0 | TRUE | 1400 | FALSE | 0 | FALSE | 0 | FALSE | 0 | FALSE | 0 | FALSE | 0 | FALSE | 0 | FALSE | 0 | FALSE | 0 | FALSE | 0 | FALSE | 0 | FALSE | 0 | FALSE | 0 | FALSE | 0 | FALSE | 0 | FALSE | 0 | FALSE | 0 | FALSE | 0 | FALSE | 0 | FALSE | 0 | FALSE | 0
50 |  | 0 | 2112 | FALSE |  | FALSE |  | FALSE |  | FALSE |  | FALSE |  | FALSE |  | FALSE |  | FALSE |  | FALSE | 0 | FALSE | 0 | FALSE | 0 | FALSE | 0 | FALSE | 0 | FALSE | 0 | FALSE | 0 | FALSE | 0 | FALSE | 0 | FALSE | 0 | FALSE | 0 | FALSE | 0 | FALSE | 0 | FALSE | 0 | FALSE | 0 | FALSE | 0 | FALSE | 0 | FALSE | 0 | FALSE | 0 | FALSE | 0 | FALSE | 0 | FALSE | 0 | TRUE | 1400 | FALSE | 0 | FALSE | 0 | FALSE | 0 | FALSE | 0 | FALSE | 0 | FALSE | 0 | FALSE | 0 | FALSE | 0 | FALSE | 0 | FALSE | 0 | FALSE | 0 | FALSE | 0 | FALSE | 0 | FALSE | 0 | FALSE | 0 | FALSE | 0 | FALSE | 0 | FALSE | 0 | FALSE | 0 | FALSE | 0
50 |  | 0 | 2111 | FALSE |  | FALSE |  | FALSE |  | FALSE |  | FALSE |  | FALSE |  | FALSE |  | FALSE |  | FALSE | 0 | FALSE | 0 | FALSE | 0 | FALSE | 0 | FALSE | 0 | FALSE | 0 | FALSE | 0 | FALSE | 0 | FALSE | 0 | FALSE | 0 | FALSE | 0 | FALSE | 0 | FALSE | 0 | FALSE | 0 | FALSE | 0 | FALSE | 0 | FALSE | 0 | FALSE | 0 | FALSE | 0 | FALSE | 0 | FALSE | 0 | FALSE | 0 | TRUE | 1400 | FALSE | 0 | FALSE | 0 | FALSE | 0 | FALSE | 0 | FALSE | 0 | FALSE | 0 | FALSE | 0 | FALSE | 0 | FALSE | 0 | FALSE | 0 | FALSE | 0 | FALSE | 0 | FALSE | 0 | FALSE | 0 | FALSE | 0 | FALSE | 0 | FALSE | 0 | FALSE | 0 | FALSE | 0 | FALSE | 0
50 |  | 0 | 2110 | FALSE |  | FALSE |  | FALSE |  | FALSE |  | FALSE |  | FALSE |  | FALSE |  | FALSE |  | FALSE | 0 | FALSE | 0 | FALSE | 0 | FALSE | 0 | FALSE | 0 | FALSE | 0 | FALSE | 0 | FALSE | 0 | FALSE | 0 | FALSE | 0 | FALSE | 0 | FALSE | 0 | FALSE | 0 | FALSE | 0 | FALSE | 0 | FALSE | 0 | FALSE | 0 | FALSE | 0 | FALSE | 0 | FALSE | 0 | FALSE | 0 | FALSE | 0 | TRUE | 1400 | FALSE | 0 | FALSE | 0 | FALSE | 0 | FALSE | 0 | FALSE | 0 | FALSE | 0 | FALSE | 0 | FALSE | 0 | FALSE | 0 | FALSE | 0 | FALSE | 0 | FALSE | 0 | FALSE | 0 | FALSE | 0 | FALSE | 0 | FALSE | 0 | FALSE | 0 | FALSE | 0 | FALSE | 0 | FALSE | 0
50 |  | 0 | 2109 | FALSE |  | FALSE |  | FALSE |  | FALSE |  | FALSE |  | FALSE |  | FALSE |  | FALSE |  | FALSE | 0 | FALSE | 0 | FALSE | 0 | FALSE | 0 | FALSE | 0 | FALSE | 0 | FALSE | 0 | FALSE | 0 | FALSE | 0 | FALSE | 0 | FALSE | 0 | FALSE | 0 | FALSE | 0 | FALSE | 0 | FALSE | 0 | FALSE | 0 | FALSE | 0 | FALSE | 0 | FALSE | 0 | FALSE | 0 | FALSE | 0 | FALSE | 0 | TRUE | 1400 | FALSE | 0 | FALSE | 0 | FALSE | 0 | FALSE | 0 | FALSE | 0 | FALSE | 0 | FALSE | 0 | FALSE | 0 | FALSE | 0 | FALSE | 0 | FALSE | 0 | FALSE | 0 | FALSE | 0 | FALSE | 0 | FALSE | 0 | FALSE | 0 | FALSE | 0 | FALSE | 0 | FALSE | 0 | FALSE | 0
50 |  | 0 | 2108 | FALSE |  | FALSE |  | FALSE |  | FALSE |  | FALSE |  | FALSE |  | FALSE |  | FALSE |  | FALSE | 0 | FALSE | 0 | FALSE | 0 | FALSE | 0 | FALSE | 0 | FALSE | 0 | FALSE | 0 | FALSE | 0 | FALSE | 0 | FALSE | 0 | FALSE | 0 | FALSE | 0 | FALSE | 0 | FALSE | 0 | FALSE | 0 | FALSE | 0 | FALSE | 0 | FALSE | 0 | FALSE | 0 | FALSE | 0 | FALSE | 0 | FALSE | 0 | TRUE | 1400 | FALSE | 0 | FALSE | 0 | FALSE | 0 | FALSE | 0 | FALSE | 0 | FALSE | 0 | FALSE | 0 | FALSE | 0 | FALSE | 0 | FALSE | 0 | FALSE | 0 | FALSE | 0 | FALSE | 0 | FALSE | 0 | FALSE | 0 | FALSE | 0 | FALSE | 0 | FALSE | 0 | FALSE | 0 | FALSE | 0
50 |  | 0 | 2107 | FALSE |  | FALSE |  | FALSE |  | FALSE |  | FALSE |  | FALSE |  | FALSE |  | FALSE |  | FALSE | 0 | FALSE | 0 | FALSE | 0 | FALSE | 0 | FALSE | 0 | FALSE | 0 | FALSE | 0 | FALSE | 0 | FALSE | 0 | FALSE | 0 | FALSE | 0 | FALSE | 0 | FALSE | 0 | FALSE | 0 | FALSE | 0 | FALSE | 0 | FALSE | 0 | FALSE | 0 | FALSE | 0 | FALSE | 0 | FALSE | 0 | FALSE | 0 | TRUE | 1400 | FALSE | 0 | FALSE | 0 | FALSE | 0 | FALSE | 0 | FALSE | 0 | FALSE | 0 | FALSE | 0 | FALSE | 0 | FALSE | 0 | FALSE | 0 | FALSE | 0 | FALSE | 0 | FALSE | 0 | FALSE | 0 | FALSE | 0 | FALSE | 0 | FALSE | 0 | FALSE | 0 | FALSE | 0 | FALSE | 0
50 |  | 0 | 2106 | FALSE |  | FALSE |  | FALSE |  | FALSE |  | FALSE |  | FALSE |  | FALSE |  | FALSE |  | FALSE | 0 | FALSE | 0 | FALSE | 0 | FALSE | 0 | FALSE | 0 | FALSE | 0 | FALSE | 0 | FALSE | 0 | FALSE | 0 | FALSE | 0 | FALSE | 0 | FALSE | 0 | FALSE | 0 | FALSE | 0 | FALSE | 0 | FALSE | 0 | FALSE | 0 | FALSE | 0 | FALSE | 0 | FALSE | 0 | FALSE | 0 | FALSE | 0 | TRUE | 1400 | FALSE | 0 | FALSE | 0 | FALSE | 0 | FALSE | 0 | FALSE | 0 | FALSE | 0 | FALSE | 0 | FALSE | 0 | FALSE | 0 | FALSE | 0 | FALSE | 0 | FALSE | 0 | FALSE | 0 | FALSE | 0 | FALSE | 0 | FALSE | 0 | FALSE | 0 | FALSE | 0 | FALSE | 0 | FALSE | 0
50 |  | 0 | 2105 | FALSE |  | FALSE |  | FALSE |  | FALSE |  | FALSE |  | FALSE |  | FALSE |  | FALSE |  | FALSE | 0 | FALSE | 0 | FALSE | 0 | FALSE | 0 | FALSE | 0 | FALSE | 0 | FALSE | 0 | FALSE | 0 | FALSE | 0 | FALSE | 0 | FALSE | 0 | FALSE | 0 | FALSE | 0 | FALSE | 0 | FALSE | 0 | FALSE | 0 | FALSE | 0 | FALSE | 0 | FALSE | 0 | FALSE | 0 | FALSE | 0 | FALSE | 0 | TRUE | 1400 | FALSE | 0 | FALSE | 0 | FALSE | 0 | FALSE | 0 | FALSE | 0 | FALSE | 0 | FALSE | 0 | FALSE | 0 | FALSE | 0 | FALSE | 0 | FALSE | 0 | FALSE | 0 | FALSE | 0 | FALSE | 0 | FALSE | 0 | FALSE | 0 | FALSE | 0 | FALSE | 0 | FALSE | 0 | FALSE | 0
50 |  | 0 | 2104 | FALSE |  | FALSE |  | FALSE |  | FALSE |  | FALSE |  | FALSE |  | FALSE |  | FALSE |  | FALSE | 0 | FALSE | 0 | FALSE | 0 | FALSE | 0 | FALSE | 0 | FALSE | 0 | FALSE | 0 | FALSE | 0 | FALSE | 0 | FALSE | 0 | FALSE | 0 | FALSE | 0 | FALSE | 0 | FALSE | 0 | FALSE | 0 | FALSE | 0 | FALSE | 0 | FALSE | 0 | FALSE | 0 | FALSE | 0 | FALSE | 0 | FALSE | 0 | TRUE | 1400 | FALSE | 0 | FALSE | 0 | FALSE | 0 | FALSE | 0 | FALSE | 0 | FALSE | 0 | FALSE | 0 | FALSE | 0 | FALSE | 0 | FALSE | 0 | FALSE | 0 | FALSE | 0 | FALSE | 0 | FALSE | 0 | FALSE | 0 | FALSE | 0 | FALSE | 0 | FALSE | 0 | FALSE | 0 | FALSE | 0
50 |  | 0 | 2103 | FALSE |  | FALSE |  | FALSE |  | FALSE |  | FALSE |  | FALSE |  | FALSE |  | FALSE |  | FALSE | 0 | FALSE | 0 | FALSE | 0 | FALSE | 0 | FALSE | 0 | FALSE | 0 | FALSE | 0 | FALSE | 0 | FALSE | 0 | FALSE | 0 | FALSE | 0 | FALSE | 0 | FALSE | 0 | FALSE | 0 | FALSE | 0 | FALSE | 0 | FALSE | 0 | FALSE | 0 | FALSE | 0 | FALSE | 0 | FALSE | 0 | FALSE | 0 | TRUE | 1400 | FALSE | 0 | FALSE | 0 | FALSE | 0 | FALSE | 0 | FALSE | 0 | FALSE | 0 | FALSE | 0 | FALSE | 0 | FALSE | 0 | FALSE | 0 | FALSE | 0 | FALSE | 0 | FALSE | 0 | FALSE | 0 | FALSE | 0 | FALSE | 0 | FALSE | 0 | FALSE | 0 | FALSE | 0 | FALSE | 0
50 |  | 0 | 2102 | FALSE |  | FALSE |  | FALSE |  | FALSE |  | FALSE |  | FALSE |  | FALSE |  | FALSE |  | FALSE | 0 | FALSE | 0 | FALSE | 0 | FALSE | 0 | FALSE | 0 | FALSE | 0 | FALSE | 0 | FALSE | 0 | FALSE | 0 | FALSE | 0 | FALSE | 0 | FALSE | 0 | FALSE | 0 | FALSE | 0 | FALSE | 0 | FALSE | 0 | FALSE | 0 | FALSE | 0 | FALSE | 0 | FALSE | 0 | FALSE | 0 | FALSE | 0 | TRUE | 1400 | FALSE | 0 | FALSE | 0 | FALSE | 0 | FALSE | 0 | FALSE | 0 | FALSE | 0 | FALSE | 0 | FALSE | 0 | FALSE | 0 | FALSE | 0 | FALSE | 0 | FALSE | 0 | FALSE | 0 | FALSE | 0 | FALSE | 0 | FALSE | 0 | FALSE | 0 | FALSE | 0 | FALSE | 0 | FALSE | 0
50 |  | 0 | 2101 | FALSE |  | FALSE |  | FALSE |  | FALSE |  | FALSE |  | FALSE |  | FALSE |  | FALSE |  | FALSE | 0 | FALSE | 0 | FALSE | 0 | FALSE | 0 | FALSE | 0 | FALSE | 0 | FALSE | 0 | FALSE | 0 | FALSE | 0 | FALSE | 0 | FALSE | 0 | FALSE | 0 | FALSE | 0 | FALSE | 0 | FALSE | 0 | FALSE | 0 | FALSE | 0 | FALSE | 0 | FALSE | 0 | FALSE | 0 | FALSE | 0 | FALSE | 0 | TRUE | 1400 | FALSE | 0 | FALSE | 0 | FALSE | 0 | FALSE | 0 | FALSE | 0 | FALSE | 0 | FALSE | 0 | FALSE | 0 | FALSE | 0 | FALSE | 0 | FALSE | 0 | FALSE | 0 | FALSE | 0 | FALSE | 0 | FALSE | 0 | FALSE | 0 | FALSE | 0 | FALSE | 0 | FALSE | 0 | FALSE | 0
50 |  | 0 | 2100 | FALSE |  | FALSE |  | FALSE |  | FALSE |  | FALSE |  | FALSE |  | FALSE |  | FALSE |  | FALSE | 0 | FALSE | 0 | FALSE | 0 | FALSE | 0 | FALSE | 0 | FALSE | 0 | FALSE | 0 | FALSE | 0 | FALSE | 0 | FALSE | 0 | FALSE | 0 | FALSE | 0 | FALSE | 0 | FALSE | 0 | FALSE | 0 | FALSE | 0 | FALSE | 0 | FALSE | 0 | FALSE | 0 | FALSE | 0 | FALSE | 0 | FALSE | 0 | TRUE | 1400 | FALSE | 0 | FALSE | 0 | FALSE | 0 | FALSE | 0 | FALSE | 0 | FALSE | 0 | FALSE | 0 | FALSE | 0 | FALSE | 0 | FALSE | 0 | FALSE | 0 | FALSE | 0 | FALSE | 0 | FALSE | 0 | FALSE | 0 | FALSE | 0 | FALSE | 0 | FALSE | 0 | FALSE | 0 | FALSE | 0
50 |  | 0 | 2099 | FALSE |  | FALSE |  | FALSE |  | FALSE |  | FALSE |  | FALSE |  | FALSE |  | FALSE |  | FALSE | 0 | FALSE | 0 | FALSE | 0 | FALSE | 0 | FALSE | 0 | FALSE | 0 | FALSE | 0 | FALSE | 0 | FALSE | 0 | FALSE | 0 | FALSE | 0 | FALSE | 0 | FALSE | 0 | FALSE | 0 | FALSE | 0 | FALSE | 0 | FALSE | 0 | FALSE | 0 | FALSE | 0 | FALSE | 0 | FALSE | 0 | FALSE | 0 | TRUE | 1400 | FALSE | 0 | FALSE | 0 | FALSE | 0 | FALSE | 0 | FALSE | 0 | FALSE | 0 | FALSE | 0 | FALSE | 0 | FALSE | 0 | FALSE | 0 | FALSE | 0 | FALSE | 0 | FALSE | 0 | FALSE | 0 | FALSE | 0 | FALSE | 0 | FALSE | 0 | FALSE | 0 | FALSE | 0 | FALSE | 0
50 |  | 0 | 2098 | FALSE |  | FALSE |  | FALSE |  | FALSE |  | FALSE |  | FALSE |  | FALSE |  | FALSE |  | FALSE | 0 | FALSE | 0 | FALSE | 0 | FALSE | 0 | FALSE | 0 | FALSE | 0 | FALSE | 0 | FALSE | 0 | FALSE | 0 | FALSE | 0 | FALSE | 0 | FALSE | 0 | FALSE | 0 | FALSE | 0 | FALSE | 0 | FALSE | 0 | FALSE | 0 | FALSE | 0 | FALSE | 0 | FALSE | 0 | FALSE | 0 | FALSE | 0 | TRUE | 1400 | FALSE | 0 | FALSE | 0 | FALSE | 0 | FALSE | 0 | FALSE | 0 | FALSE | 0 | FALSE | 0 | FALSE | 0 | FALSE | 0 | FALSE | 0 | FALSE | 0 | FALSE | 0 | FALSE | 0 | FALSE | 0 | FALSE | 0 | FALSE | 0 | FALSE | 0 | FALSE | 0 | FALSE | 0 | FALSE | 0
50 |  | 0 | 2097 | FALSE |  | FALSE |  | FALSE |  | FALSE |  | FALSE |  | FALSE |  | FALSE |  | FALSE |  | FALSE | 0 | FALSE | 0 | FALSE | 0 | FALSE | 0 | FALSE | 0 | FALSE | 0 | FALSE | 0 | FALSE | 0 | FALSE | 0 | FALSE | 0 | FALSE | 0 | FALSE | 0 | FALSE | 0 | FALSE | 0 | FALSE | 0 | FALSE | 0 | FALSE | 0 | FALSE | 0 | FALSE | 0 | FALSE | 0 | FALSE | 0 | FALSE | 0 | TRUE | 1400 | FALSE | 0 | FALSE | 0 | FALSE | 0 | FALSE | 0 | FALSE | 0 | FALSE | 0 | FALSE | 0 | FALSE | 0 | FALSE | 0 | FALSE | 0 | FALSE | 0 | FALSE | 0 | FALSE | 0 | FALSE | 0 | FALSE | 0 | FALSE | 0 | FALSE | 0 | FALSE | 0 | FALSE | 0 | FALSE | 0
50 |  | 0 | 2096 | FALSE |  | FALSE |  | FALSE |  | FALSE |  | FALSE |  | FALSE |  | FALSE |  | FALSE |  | FALSE | 0 | FALSE | 0 | FALSE | 0 | FALSE | 0 | FALSE | 0 | FALSE | 0 | FALSE | 0 | FALSE | 0 | FALSE | 0 | FALSE | 0 | FALSE | 0 | FALSE | 0 | FALSE | 0 | FALSE | 0 | FALSE | 0 | FALSE | 0 | FALSE | 0 | FALSE | 0 | FALSE | 0 | FALSE | 0 | FALSE | 0 | FALSE | 0 | TRUE | 1400 | FALSE | 0 | FALSE | 0 | FALSE | 0 | FALSE | 0 | FALSE | 0 | FALSE | 0 | FALSE | 0 | FALSE | 0 | FALSE | 0 | FALSE | 0 | FALSE | 0 | FALSE | 0 | FALSE | 0 | FALSE | 0 | FALSE | 0 | FALSE | 0 | FALSE | 0 | FALSE | 0 | FALSE | 0 | FALSE | 0
50 |  | 0 | 2095 | FALSE |  | FALSE |  | FALSE |  | FALSE |  | FALSE |  | FALSE |  | FALSE |  | FALSE |  | FALSE | 0 | FALSE | 0 | FALSE | 0 | FALSE | 0 | FALSE | 0 | FALSE | 0 | FALSE | 0 | FALSE | 0 | FALSE | 0 | FALSE | 0 | FALSE | 0 | FALSE | 0 | FALSE | 0 | FALSE | 0 | FALSE | 0 | FALSE | 0 | FALSE | 0 | FALSE | 0 | FALSE | 0 | FALSE | 0 | FALSE | 0 | FALSE | 0 | TRUE | 1400 | FALSE | 0 | FALSE | 0 | FALSE | 0 | FALSE | 0 | FALSE | 0 | FALSE | 0 | FALSE | 0 | FALSE | 0 | FALSE | 0 | FALSE | 0 | FALSE | 0 | FALSE | 0 | FALSE | 0 | FALSE | 0 | FALSE | 0 | FALSE | 0 | FALSE | 0 | FALSE | 0 | FALSE | 0 | FALSE | 0
50 |  | 0 | 2094 | FALSE |  | FALSE |  | FALSE |  | FALSE |  | FALSE |  | FALSE |  | FALSE |  | FALSE |  | FALSE | 0 | FALSE | 0 | FALSE | 0 | FALSE | 0 | FALSE | 0 | FALSE | 0 | FALSE | 0 | FALSE | 0 | FALSE | 0 | FALSE | 0 | FALSE | 0 | FALSE | 0 | FALSE | 0 | FALSE | 0 | FALSE | 0 | FALSE | 0 | FALSE | 0 | FALSE | 0 | FALSE | 0 | FALSE | 0 | FALSE | 0 | FALSE | 0 | TRUE | 1400 | FALSE | 0 | FALSE | 0 | FALSE | 0 | FALSE | 0 | FALSE | 0 | FALSE | 0 | FALSE | 0 | FALSE | 0 | FALSE | 0 | FALSE | 0 | FALSE | 0 | FALSE | 0 | FALSE | 0 | FALSE | 0 | FALSE | 0 | FALSE | 0 | FALSE | 0 | FALSE | 0 | FALSE | 0 | FALSE | 0
50 |  | 0 | 2093 | FALSE |  | FALSE |  | FALSE |  | FALSE |  | FALSE |  | FALSE |  | FALSE |  | FALSE |  | FALSE | 0 | FALSE | 0 | FALSE | 0 | FALSE | 0 | FALSE | 0 | FALSE | 0 | FALSE | 0 | FALSE | 0 | FALSE | 0 | FALSE | 0 | FALSE | 0 | FALSE | 0 | FALSE | 0 | FALSE | 0 | FALSE | 0 | FALSE | 0 | FALSE | 0 | FALSE | 0 | FALSE | 0 | FALSE | 0 | FALSE | 0 | FALSE | 0 | TRUE | 1400 | FALSE | 0 | FALSE | 0 | FALSE | 0 | FALSE | 0 | FALSE | 0 | FALSE | 0 | FALSE | 0 | FALSE | 0 | FALSE | 0 | FALSE | 0 | FALSE | 0 | FALSE | 0 | FALSE | 0 | FALSE | 0 | FALSE | 0 | FALSE | 0 | FALSE | 0 | FALSE | 0 | FALSE | 0 | FALSE | 0
50 |  | 0 | 2092 | FALSE |  | FALSE |  | FALSE |  | FALSE |  | FALSE |  | FALSE |  | FALSE |  | FALSE |  | FALSE | 0 | FALSE | 0 | FALSE | 0 | FALSE | 0 | FALSE | 0 | FALSE | 0 | FALSE | 0 | FALSE | 0 | FALSE | 0 | FALSE | 0 | FALSE | 0 | FALSE | 0 | FALSE | 0 | FALSE | 0 | FALSE | 0 | FALSE | 0 | FALSE | 0 | FALSE | 0 | FALSE | 0 | FALSE | 0 | FALSE | 0 | FALSE | 0 | TRUE | 1400 | FALSE | 0 | FALSE | 0 | FALSE | 0 | FALSE | 0 | FALSE | 0 | FALSE | 0 | FALSE | 0 | FALSE | 0 | FALSE | 0 | FALSE | 0 | FALSE | 0 | FALSE | 0 | FALSE | 0 | FALSE | 0 | FALSE | 0 | FALSE | 0 | FALSE | 0 | FALSE | 0 | FALSE | 0 | FALSE | 0
50 |  | 0 | 2091 | FALSE |  | FALSE |  | FALSE |  | FALSE |  | FALSE |  | FALSE |  | FALSE |  | FALSE |  | FALSE | 0 | FALSE | 0 | FALSE | 0 | FALSE | 0 | FALSE | 0 | FALSE | 0 | FALSE | 0 | FALSE | 0 | FALSE | 0 | FALSE | 0 | FALSE | 0 | FALSE | 0 | FALSE | 0 | FALSE | 0 | FALSE | 0 | FALSE | 0 | FALSE | 0 | FALSE | 0 | FALSE | 0 | FALSE | 0 | FALSE | 0 | FALSE | 0 | TRUE | 1400 | FALSE | 0 | FALSE | 0 | FALSE | 0 | FALSE | 0 | FALSE | 0 | FALSE | 0 | FALSE | 0 | FALSE | 0 | FALSE | 0 | FALSE | 0 | FALSE | 0 | FALSE | 0 | FALSE | 0 | FALSE | 0 | FALSE | 0 | FALSE | 0 | FALSE | 0 | FALSE | 0 | FALSE | 0 | FALSE | 0
50 |  | 0 | 2090 | FALSE |  | FALSE |  | FALSE |  | FALSE |  | FALSE |  | FALSE |  | FALSE |  | FALSE |  | FALSE | 0 | FALSE | 0 | FALSE | 0 | FALSE | 0 | FALSE | 0 | FALSE | 0 | FALSE | 0 | FALSE | 0 | FALSE | 0 | FALSE | 0 | FALSE | 0 | FALSE | 0 | FALSE | 0 | FALSE | 0 | FALSE | 0 | FALSE | 0 | FALSE | 0 | FALSE | 0 | FALSE | 0 | FALSE | 0 | FALSE | 0 | FALSE | 0 | TRUE | 1400 | FALSE | 0 | FALSE | 0 | FALSE | 0 | FALSE | 0 | FALSE | 0 | FALSE | 0 | FALSE | 0 | FALSE | 0 | FALSE | 0 | FALSE | 0 | FALSE | 0 | FALSE | 0 | FALSE | 0 | FALSE | 0 | FALSE | 0 | FALSE | 0 | FALSE | 0 | FALSE | 0 | FALSE | 0 | FALSE | 0
50 |  | 0 | 2089 | FALSE |  | FALSE |  | FALSE |  | FALSE |  | FALSE |  | FALSE |  | FALSE |  | FALSE |  | FALSE | 0 | FALSE | 0 | FALSE | 0 | FALSE | 0 | FALSE | 0 | FALSE | 0 | FALSE | 0 | FALSE | 0 | FALSE | 0 | FALSE | 0 | FALSE | 0 | FALSE | 0 | FALSE | 0 | FALSE | 0 | FALSE | 0 | FALSE | 0 | FALSE | 0 | FALSE | 0 | FALSE | 0 | FALSE | 0 | FALSE | 0 | FALSE | 0 | TRUE | 1400 | FALSE | 0 | FALSE | 0 | FALSE | 0 | FALSE | 0 | FALSE | 0 | FALSE | 0 | FALSE | 0 | FALSE | 0 | FALSE | 0 | FALSE | 0 | FALSE | 0 | FALSE | 0 | FALSE | 0 | FALSE | 0 | FALSE | 0 | FALSE | 0 | FALSE | 0 | FALSE | 0 | FALSE | 0 | FALSE | 0
50 |  | 0 | 2088 | FALSE |  | FALSE |  | FALSE |  | FALSE |  | FALSE |  | FALSE |  | FALSE |  | FALSE |  | FALSE | 0 | FALSE | 0 | FALSE | 0 | FALSE | 0 | FALSE | 0 | FALSE | 0 | FALSE | 0 | FALSE | 0 | FALSE | 0 | FALSE | 0 | FALSE | 0 | FALSE | 0 | FALSE | 0 | FALSE | 0 | FALSE | 0 | FALSE | 0 | FALSE | 0 | FALSE | 0 | FALSE | 0 | FALSE | 0 | FALSE | 0 | FALSE | 0 | TRUE | 1400 | FALSE | 0 | FALSE | 0 | FALSE | 0 | FALSE | 0 | FALSE | 0 | FALSE | 0 | FALSE | 0 | FALSE | 0 | FALSE | 0 | FALSE | 0 | FALSE | 0 | FALSE | 0 | FALSE | 0 | FALSE | 0 | FALSE | 0 | FALSE | 0 | FALSE | 0 | FALSE | 0 | FALSE | 0 | FALSE | 0
50 |  | 0 | 2087 | FALSE |  | FALSE |  | FALSE |  | FALSE |  | FALSE |  | FALSE |  | FALSE |  | FALSE |  | FALSE | 0 | FALSE | 0 | FALSE | 0 | FALSE | 0 | FALSE | 0 | FALSE | 0 | FALSE | 0 | FALSE | 0 | FALSE | 0 | FALSE | 0 | FALSE | 0 | FALSE | 0 | FALSE | 0 | FALSE | 0 | FALSE | 0 | FALSE | 0 | FALSE | 0 | FALSE | 0 | FALSE | 0 | FALSE | 0 | FALSE | 0 | FALSE | 0 | TRUE | 1400 | FALSE | 0 | FALSE | 0 | FALSE | 0 | FALSE | 0 | FALSE | 0 | FALSE | 0 | FALSE | 0 | FALSE | 0 | FALSE | 0 | FALSE | 0 | FALSE | 0 | FALSE | 0 | FALSE | 0 | FALSE | 0 | FALSE | 0 | FALSE | 0 | FALSE | 0 | FALSE | 0 | FALSE | 0 | FALSE | 0
50 |  | 0 | 2086 | FALSE |  | FALSE |  | FALSE |  | FALSE |  | FALSE |  | FALSE |  | FALSE |  | FALSE |  | FALSE | 0 | FALSE | 0 | FALSE | 0 | FALSE | 0 | FALSE | 0 | FALSE | 0 | FALSE | 0 | FALSE | 0 | FALSE | 0 | FALSE | 0 | FALSE | 0 | FALSE | 0 | FALSE | 0 | FALSE | 0 | FALSE | 0 | FALSE | 0 | FALSE | 0 | FALSE | 0 | FALSE | 0 | FALSE | 0 | FALSE | 0 | FALSE | 0 | TRUE | 1400 | FALSE | 0 | FALSE | 0 | FALSE | 0 | FALSE | 0 | FALSE | 0 | FALSE | 0 | FALSE | 0 | FALSE | 0 | FALSE | 0 | FALSE | 0 | FALSE | 0 | FALSE | 0 | FALSE | 0 | FALSE | 0 | FALSE | 0 | FALSE | 0 | FALSE | 0 | FALSE | 0 | FALSE | 0 | FALSE | 0
50 |  | 0 | 2085 | FALSE |  | FALSE |  | FALSE |  | FALSE |  | FALSE |  | FALSE |  | FALSE |  | FALSE |  | FALSE | 0 | FALSE | 0 | FALSE | 0 | FALSE | 0 | FALSE | 0 | FALSE | 0 | FALSE | 0 | FALSE | 0 | FALSE | 0 | FALSE | 0 | FALSE | 0 | FALSE | 0 | FALSE | 0 | FALSE | 0 | FALSE | 0 | FALSE | 0 | FALSE | 0 | FALSE | 0 | FALSE | 0 | FALSE | 0 | FALSE | 0 | FALSE | 0 | TRUE | 1400 | FALSE | 0 | FALSE | 0 | FALSE | 0 | FALSE | 0 | FALSE | 0 | FALSE | 0 | FALSE | 0 | FALSE | 0 | FALSE | 0 | FALSE | 0 | FALSE | 0 | FALSE | 0 | FALSE | 0 | FALSE | 0 | FALSE | 0 | FALSE | 0 | FALSE | 0 | FALSE | 0 | FALSE | 0 | FALSE | 0
50 |  | 0 | 2084 | FALSE |  | FALSE |  | FALSE |  | FALSE |  | FALSE |  | FALSE |  | FALSE |  | FALSE |  | FALSE | 0 | FALSE | 0 | FALSE | 0 | FALSE | 0 | FALSE | 0 | FALSE | 0 | FALSE | 0 | FALSE | 0 | FALSE | 0 | FALSE | 0 | FALSE | 0 | FALSE | 0 | FALSE | 0 | FALSE | 0 | FALSE | 0 | FALSE | 0 | FALSE | 0 | FALSE | 0 | FALSE | 0 | FALSE | 0 | FALSE | 0 | FALSE | 0 | TRUE | 1400 | FALSE | 0 | FALSE | 0 | FALSE | 0 | FALSE | 0 | FALSE | 0 | FALSE | 0 | FALSE | 0 | FALSE | 0 | FALSE | 0 | FALSE | 0 | FALSE | 0 | FALSE | 0 | FALSE | 0 | FALSE | 0 | FALSE | 0 | FALSE | 0 | FALSE | 0 | FALSE | 0 | FALSE | 0 | FALSE | 0
50 |  | 0 | 2083 | FALSE |  | FALSE |  | FALSE |  | FALSE |  | FALSE |  | FALSE |  | FALSE |  | FALSE |  | FALSE | 0 | FALSE | 0 | FALSE | 0 | FALSE | 0 | FALSE | 0 | FALSE | 0 | FALSE | 0 | FALSE | 0 | FALSE | 0 | FALSE | 0 | FALSE | 0 | FALSE | 0 | FALSE | 0 | FALSE | 0 | FALSE | 0 | FALSE | 0 | FALSE | 0 | FALSE | 0 | FALSE | 0 | FALSE | 0 | FALSE | 0 | FALSE | 0 | TRUE | 1400 | FALSE | 0 | FALSE | 0 | FALSE | 0 | FALSE | 0 | FALSE | 0 | FALSE | 0 | FALSE | 0 | FALSE | 0 | FALSE | 0 | FALSE | 0 | FALSE | 0 | FALSE | 0 | FALSE | 0 | FALSE | 0 | FALSE | 0 | FALSE | 0 | FALSE | 0 | FALSE | 0 | FALSE | 0 | FALSE | 0
50 |  | 0 | 2082 | FALSE |  | FALSE |  | FALSE |  | FALSE |  | FALSE |  | FALSE |  | FALSE |  | FALSE |  | FALSE | 0 | FALSE | 0 | FALSE | 0 | FALSE | 0 | FALSE | 0 | FALSE | 0 | FALSE | 0 | FALSE | 0 | FALSE | 0 | FALSE | 0 | FALSE | 0 | FALSE | 0 | FALSE | 0 | FALSE | 0 | FALSE | 0 | FALSE | 0 | FALSE | 0 | FALSE | 0 | FALSE | 0 | FALSE | 0 | FALSE | 0 | FALSE | 0 | TRUE | 1400 | FALSE | 0 | FALSE | 0 | FALSE | 0 | FALSE | 0 | FALSE | 0 | FALSE | 0 | FALSE | 0 | FALSE | 0 | FALSE | 0 | FALSE | 0 | FALSE | 0 | FALSE | 0 | FALSE | 0 | FALSE | 0 | FALSE | 0 | FALSE | 0 | FALSE | 0 | FALSE | 0 | FALSE | 0 | FALSE | 0
50 |  | 0 | 2081 | FALSE |  | FALSE |  | FALSE |  | FALSE |  | FALSE |  | FALSE |  | FALSE |  | FALSE |  | FALSE | 0 | FALSE | 0 | FALSE | 0 | FALSE | 0 | FALSE | 0 | FALSE | 0 | FALSE | 0 | FALSE | 0 | FALSE | 0 | FALSE | 0 | FALSE | 0 | FALSE | 0 | FALSE | 0 | FALSE | 0 | FALSE | 0 | FALSE | 0 | FALSE | 0 | FALSE | 0 | FALSE | 0 | FALSE | 0 | FALSE | 0 | FALSE | 0 | TRUE | 1400 | FALSE | 0 | FALSE | 0 | FALSE | 0 | FALSE | 0 | FALSE | 0 | FALSE | 0 | FALSE | 0 | FALSE | 0 | FALSE | 0 | FALSE | 0 | FALSE | 0 | FALSE | 0 | FALSE | 0 | FALSE | 0 | FALSE | 0 | FALSE | 0 | FALSE | 0 | FALSE | 0 | FALSE | 0 | FALSE | 0
50 |  | 0 | 2080 | FALSE |  | FALSE |  | FALSE |  | FALSE |  | FALSE |  | FALSE |  | FALSE |  | FALSE |  | FALSE | 0 | FALSE | 0 | FALSE | 0 | FALSE | 0 | FALSE | 0 | FALSE | 0 | FALSE | 0 | FALSE | 0 | FALSE | 0 | FALSE | 0 | FALSE | 0 | FALSE | 0 | FALSE | 0 | FALSE | 0 | FALSE | 0 | FALSE | 0 | FALSE | 0 | FALSE | 0 | FALSE | 0 | FALSE | 0 | FALSE | 0 | FALSE | 0 | TRUE | 1400 | FALSE | 0 | FALSE | 0 | FALSE | 0 | FALSE | 0 | FALSE | 0 | FALSE | 0 | FALSE | 0 | FALSE | 0 | FALSE | 0 | FALSE | 0 | FALSE | 0 | FALSE | 0 | FALSE | 0 | FALSE | 0 | FALSE | 0 | FALSE | 0 | FALSE | 0 | FALSE | 0 | FALSE | 0 | FALSE | 0
50 |  | 0 | 2079 | FALSE |  | FALSE |  | FALSE |  | FALSE |  | FALSE |  | FALSE |  | FALSE |  | FALSE |  | FALSE | 0 | FALSE | 0 | FALSE | 0 | FALSE | 0 | FALSE | 0 | FALSE | 0 | FALSE | 0 | FALSE | 0 | FALSE | 0 | FALSE | 0 | FALSE | 0 | FALSE | 0 | FALSE | 0 | FALSE | 0 | FALSE | 0 | FALSE | 0 | FALSE | 0 | FALSE | 0 | FALSE | 0 | FALSE | 0 | FALSE | 0 | FALSE | 0 | TRUE | 1400 | FALSE | 0 | FALSE | 0 | FALSE | 0 | FALSE | 0 | FALSE | 0 | FALSE | 0 | FALSE | 0 | FALSE | 0 | FALSE | 0 | FALSE | 0 | FALSE | 0 | FALSE | 0 | FALSE | 0 | FALSE | 0 | FALSE | 0 | FALSE | 0 | FALSE | 0 | FALSE | 0 | FALSE | 0 | FALSE | 0
50 |  | 0 | 2078 | FALSE |  | FALSE |  | FALSE |  | FALSE |  | FALSE |  | FALSE |  | FALSE |  | FALSE |  | FALSE | 0 | FALSE | 0 | FALSE | 0 | FALSE | 0 | FALSE | 0 | FALSE | 0 | FALSE | 0 | FALSE | 0 | FALSE | 0 | FALSE | 0 | FALSE | 0 | FALSE | 0 | FALSE | 0 | FALSE | 0 | FALSE | 0 | FALSE | 0 | FALSE | 0 | FALSE | 0 | FALSE | 0 | FALSE | 0 | FALSE | 0 | FALSE | 0 | TRUE | 1400 | FALSE | 0 | FALSE | 0 | FALSE | 0 | FALSE | 0 | FALSE | 0 | FALSE | 0 | FALSE | 0 | FALSE | 0 | FALSE | 0 | FALSE | 0 | FALSE | 0 | FALSE | 0 | FALSE | 0 | FALSE | 0 | FALSE | 0 | FALSE | 0 | FALSE | 0 | FALSE | 0 | FALSE | 0 | FALSE | 0
50 |  | 0 | 2077 | FALSE |  | FALSE |  | FALSE |  | FALSE |  | FALSE |  | FALSE |  | FALSE |  | FALSE |  | FALSE | 0 | FALSE | 0 | FALSE | 0 | FALSE | 0 | FALSE | 0 | FALSE | 0 | FALSE | 0 | FALSE | 0 | FALSE | 0 | FALSE | 0 | FALSE | 0 | FALSE | 0 | FALSE | 0 | FALSE | 0 | FALSE | 0 | FALSE | 0 | FALSE | 0 | FALSE | 0 | FALSE | 0 | FALSE | 0 | FALSE | 0 | FALSE | 0 | TRUE | 1400 | FALSE | 0 | FALSE | 0 | FALSE | 0 | FALSE | 0 | FALSE | 0 | FALSE | 0 | FALSE | 0 | FALSE | 0 | FALSE | 0 | FALSE | 0 | FALSE | 0 | FALSE | 0 | FALSE | 0 | FALSE | 0 | FALSE | 0 | FALSE | 0 | FALSE | 0 | FALSE | 0 | FALSE | 0 | FALSE | 0
50 |  | 0 | 2076 | FALSE |  | FALSE |  | FALSE |  | FALSE |  | FALSE |  | FALSE |  | FALSE |  | FALSE |  | FALSE | 0 | FALSE | 0 | FALSE | 0 | FALSE | 0 | FALSE | 0 | FALSE | 0 | FALSE | 0 | FALSE | 0 | FALSE | 0 | FALSE | 0 | FALSE | 0 | FALSE | 0 | FALSE | 0 | FALSE | 0 | FALSE | 0 | FALSE | 0 | FALSE | 0 | FALSE | 0 | FALSE | 0 | FALSE | 0 | FALSE | 0 | FALSE | 0 | TRUE | 1400 | FALSE | 0 | FALSE | 0 | FALSE | 0 | FALSE | 0 | FALSE | 0 | FALSE | 0 | FALSE | 0 | FALSE | 0 | FALSE | 0 | FALSE | 0 | FALSE | 0 | FALSE | 0 | FALSE | 0 | FALSE | 0 | FALSE | 0 | FALSE | 0 | FALSE | 0 | FALSE | 0 | FALSE | 0 | FALSE | 0
50 |  | 0 | 2075 | FALSE |  | FALSE |  | FALSE |  | FALSE |  | FALSE |  | FALSE |  | FALSE |  | FALSE |  | FALSE | 0 | FALSE | 0 | FALSE | 0 | FALSE | 0 | FALSE | 0 | FALSE | 0 | FALSE | 0 | FALSE | 0 | FALSE | 0 | FALSE | 0 | FALSE | 0 | FALSE | 0 | FALSE | 0 | FALSE | 0 | FALSE | 0 | FALSE | 0 | FALSE | 0 | FALSE | 0 | FALSE | 0 | FALSE | 0 | FALSE | 0 | FALSE | 0 | TRUE | 1400 | FALSE | 0 | FALSE | 0 | FALSE | 0 | FALSE | 0 | FALSE | 0 | FALSE | 0 | FALSE | 0 | FALSE | 0 | FALSE | 0 | FALSE | 0 | FALSE | 0 | FALSE | 0 | FALSE | 0 | FALSE | 0 | FALSE | 0 | FALSE | 0 | FALSE | 0 | FALSE | 0 | FALSE | 0 | FALSE | 0
50 |  | 0 | 2074 | FALSE |  | FALSE |  | FALSE |  | FALSE |  | FALSE |  | FALSE |  | FALSE |  | FALSE |  | FALSE | 0 | FALSE | 0 | FALSE | 0 | FALSE | 0 | FALSE | 0 | FALSE | 0 | FALSE | 0 | FALSE | 0 | FALSE | 0 | FALSE | 0 | FALSE | 0 | FALSE | 0 | FALSE | 0 | FALSE | 0 | FALSE | 0 | FALSE | 0 | FALSE | 0 | FALSE | 0 | FALSE | 0 | FALSE | 0 | FALSE | 0 | FALSE | 0 | TRUE | 1400 | FALSE | 0 | FALSE | 0 | FALSE | 0 | FALSE | 0 | FALSE | 0 | FALSE | 0 | FALSE | 0 | FALSE | 0 | FALSE | 0 | FALSE | 0 | FALSE | 0 | FALSE | 0 | FALSE | 0 | FALSE | 0 | FALSE | 0 | FALSE | 0 | FALSE | 0 | FALSE | 0 | FALSE | 0 | FALSE | 0
50 |  | 0 | 2073 | FALSE |  | FALSE |  | FALSE |  | FALSE |  | FALSE |  | FALSE |  | FALSE |  | FALSE |  | FALSE | 0 | FALSE | 0 | FALSE | 0 | FALSE | 0 | FALSE | 0 | FALSE | 0 | FALSE | 0 | FALSE | 0 | FALSE | 0 | FALSE | 0 | FALSE | 0 | FALSE | 0 | FALSE | 0 | FALSE | 0 | FALSE | 0 | FALSE | 0 | FALSE | 0 | FALSE | 0 | FALSE | 0 | FALSE | 0 | FALSE | 0 | FALSE | 0 | TRUE | 1400 | FALSE | 0 | FALSE | 0 | FALSE | 0 | FALSE | 0 | FALSE | 0 | FALSE | 0 | FALSE | 0 | FALSE | 0 | FALSE | 0 | FALSE | 0 | FALSE | 0 | FALSE | 0 | FALSE | 0 | FALSE | 0 | FALSE | 0 | FALSE | 0 | FALSE | 0 | FALSE | 0 | FALSE | 0 | FALSE | 0
50 |  | 0 | 2072 | FALSE |  | FALSE |  | FALSE |  | FALSE |  | FALSE |  | FALSE |  | FALSE |  | FALSE |  | FALSE | 0 | FALSE | 0 | FALSE | 0 | FALSE | 0 | FALSE | 0 | FALSE | 0 | FALSE | 0 | FALSE | 0 | FALSE | 0 | FALSE | 0 | FALSE | 0 | FALSE | 0 | FALSE | 0 | FALSE | 0 | FALSE | 0 | FALSE | 0 | FALSE | 0 | FALSE | 0 | FALSE | 0 | FALSE | 0 | FALSE | 0 | FALSE | 0 | TRUE | 1400 | FALSE | 0 | FALSE | 0 | FALSE | 0 | FALSE | 0 | FALSE | 0 | FALSE | 0 | FALSE | 0 | FALSE | 0 | FALSE | 0 | FALSE | 0 | FALSE | 0 | FALSE | 0 | FALSE | 0 | FALSE | 0 | FALSE | 0 | FALSE | 0 | FALSE | 0 | FALSE | 0 | FALSE | 0 | FALSE | 0
50 |  | 0 | 2071 | FALSE |  | FALSE |  | FALSE |  | FALSE |  | FALSE |  | FALSE |  | FALSE |  | FALSE |  | FALSE | 0 | FALSE | 0 | FALSE | 0 | FALSE | 0 | FALSE | 0 | FALSE | 0 | FALSE | 0 | FALSE | 0 | FALSE | 0 | FALSE | 0 | FALSE | 0 | FALSE | 0 | FALSE | 0 | FALSE | 0 | FALSE | 0 | FALSE | 0 | FALSE | 0 | FALSE | 0 | FALSE | 0 | FALSE | 0 | FALSE | 0 | FALSE | 0 | TRUE | 1400 | FALSE | 0 | FALSE | 0 | FALSE | 0 | FALSE | 0 | FALSE | 0 | FALSE | 0 | FALSE | 0 | FALSE | 0 | FALSE | 0 | FALSE | 0 | FALSE | 0 | FALSE | 0 | FALSE | 0 | FALSE | 0 | FALSE | 0 | FALSE | 0 | FALSE | 0 | FALSE | 0 | FALSE | 0 | FALSE | 0
50 |  | 0 | 2070 | FALSE |  | FALSE |  | FALSE |  | FALSE |  | FALSE |  | FALSE |  | FALSE |  | FALSE |  | FALSE | 0 | FALSE | 0 | FALSE | 0 | FALSE | 0 | FALSE | 0 | FALSE | 0 | FALSE | 0 | FALSE | 0 | FALSE | 0 | FALSE | 0 | FALSE | 0 | FALSE | 0 | FALSE | 0 | FALSE | 0 | FALSE | 0 | FALSE | 0 | FALSE | 0 | FALSE | 0 | FALSE | 0 | FALSE | 0 | FALSE | 0 | FALSE | 0 | TRUE | 1400 | FALSE | 0 | FALSE | 0 | FALSE | 0 | FALSE | 0 | FALSE | 0 | FALSE | 0 | FALSE | 0 | FALSE | 0 | FALSE | 0 | FALSE | 0 | FALSE | 0 | FALSE | 0 | FALSE | 0 | FALSE | 0 | FALSE | 0 | FALSE | 0 | FALSE | 0 | FALSE | 0 | FALSE | 0 | FALSE | 0
50 |  | 0 | 2069 | FALSE |  | FALSE |  | FALSE |  | FALSE |  | FALSE |  | FALSE |  | FALSE |  | FALSE |  | FALSE | 0 | FALSE | 0 | FALSE | 0 | FALSE | 0 | FALSE | 0 | FALSE | 0 | FALSE | 0 | FALSE | 0 | FALSE | 0 | FALSE | 0 | FALSE | 0 | FALSE | 0 | FALSE | 0 | FALSE | 0 | FALSE | 0 | FALSE | 0 | FALSE | 0 | FALSE | 0 | FALSE | 0 | FALSE | 0 | FALSE | 0 | FALSE | 0 | TRUE | 1400 | FALSE | 0 | FALSE | 0 | FALSE | 0 | FALSE | 0 | FALSE | 0 | FALSE | 0 | FALSE | 0 | FALSE | 0 | FALSE | 0 | FALSE | 0 | FALSE | 0 | FALSE | 0 | FALSE | 0 | FALSE | 0 | FALSE | 0 | FALSE | 0 | FALSE | 0 | FALSE | 0 | FALSE | 0 | FALSE | 0
50 |  | 0 | 2068 | FALSE |  | FALSE |  | FALSE |  | FALSE |  | FALSE |  | FALSE |  | FALSE |  | FALSE | 0 | FALSE | 0 | FALSE | 0 | FALSE | 0 | FALSE | 0 | FALSE | 0 | FALSE | 0 | FALSE | 0 | FALSE | 0 | FALSE | 0 | FALSE | 0 | FALSE | 0 | FALSE | 0 | FALSE | 0 | FALSE | 0 | FALSE | 0 | FALSE | 0 | FALSE | 0 | FALSE | 0 | FALSE | 0 | FALSE | 0 | FALSE | 0 | FALSE | 0 | TRUE | 1400 | FALSE | 0 | FALSE | 0 | FALSE | 0 | FALSE | 0 | FALSE | 0 | FALSE | 0 | FALSE | 0 | FALSE | 0 | FALSE | 0 | FALSE | 0 | FALSE | 0 | FALSE | 0 | FALSE | 0 | FALSE | 0 | FALSE | 0 | FALSE | 0 | FALSE | 0 | FALSE | 0 | FALSE | 0 | FALSE | 0
50 |  | 0 | 2067 | FALSE |  | FALSE |  | FALSE |  | FALSE |  | FALSE |  | FALSE |  | FALSE |  | FALSE | 0 | FALSE | 0 | FALSE | 0 | FALSE | 0 | FALSE | 0 | FALSE | 0 | FALSE | 0 | FALSE | 0 | FALSE | 0 | FALSE | 0 | FALSE | 0 | FALSE | 0 | FALSE | 0 | FALSE | 0 | FALSE | 0 | FALSE | 0 | FALSE | 0 | FALSE | 0 | FALSE | 0 | FALSE | 0 | FALSE | 0 | FALSE | 0 | FALSE | 0 | TRUE | 1400 | FALSE | 0 | FALSE | 0 | FALSE | 0 | FALSE | 0 | FALSE | 0 | FALSE | 0 | FALSE | 0 | FALSE | 0 | FALSE | 0 | FALSE | 0 | FALSE | 0 | FALSE | 0 | FALSE | 0 | FALSE | 0 | FALSE | 0 | FALSE | 0 | FALSE | 0 | FALSE | 0 | FALSE | 0 | FALSE | 0
50 |  | 0 | 2066 | FALSE |  | FALSE |  | FALSE |  | FALSE |  | FALSE |  | FALSE |  | FALSE |  | FALSE | 0 | FALSE | 0 | FALSE | 0 | FALSE | 0 | FALSE | 0 | FALSE | 0 | FALSE | 0 | FALSE | 0 | FALSE | 0 | FALSE | 0 | FALSE | 0 | FALSE | 0 | FALSE | 0 | FALSE | 0 | FALSE | 0 | FALSE | 0 | FALSE | 0 | FALSE | 0 | FALSE | 0 | FALSE | 0 | FALSE | 0 | FALSE | 0 | FALSE | 0 | TRUE | 1400 | FALSE | 0 | FALSE | 0 | FALSE | 0 | FALSE | 0 | FALSE | 0 | FALSE | 0 | FALSE | 0 | FALSE | 0 | FALSE | 0 | FALSE | 0 | FALSE | 0 | FALSE | 0 | FALSE | 0 | FALSE | 0 | FALSE | 0 | FALSE | 0 | FALSE | 0 | FALSE | 0 | FALSE | 0 | FALSE | 0
50 |  | 0 | 2065 | FALSE |  | FALSE |  | FALSE |  | FALSE |  | FALSE |  | FALSE |  | FALSE |  | FALSE | 0 | FALSE | 0 | FALSE | 0 | FALSE | 0 | FALSE | 0 | FALSE | 0 | FALSE | 0 | FALSE | 0 | FALSE | 0 | FALSE | 0 | FALSE | 0 | FALSE | 0 | FALSE | 0 | FALSE | 0 | FALSE | 0 | FALSE | 0 | FALSE | 0 | FALSE | 0 | FALSE | 0 | FALSE | 0 | FALSE | 0 | FALSE | 0 | FALSE | 0 | TRUE | 1400 | FALSE | 0 | FALSE | 0 | FALSE | 0 | FALSE | 0 | FALSE | 0 | FALSE | 0 | FALSE | 0 | FALSE | 0 | FALSE | 0 | FALSE | 0 | FALSE | 0 | FALSE | 0 | FALSE | 0 | FALSE | 0 | FALSE | 0 | FALSE | 0 | FALSE | 0 | FALSE | 0 | FALSE | 0 | FALSE | 0
50 |  | 0 | 2064 | FALSE |  | FALSE |  | FALSE |  | FALSE |  | FALSE |  | FALSE |  | FALSE |  | FALSE | 0 | FALSE | 0 | FALSE | 0 | FALSE | 0 | FALSE | 0 | FALSE | 0 | FALSE | 0 | FALSE | 0 | FALSE | 0 | FALSE | 0 | FALSE | 0 | FALSE | 0 | FALSE | 0 | FALSE | 0 | FALSE | 0 | FALSE | 0 | FALSE | 0 | FALSE | 0 | FALSE | 0 | FALSE | 0 | FALSE | 0 | FALSE | 0 | FALSE | 0 | TRUE | 1400 | FALSE | 0 | FALSE | 0 | FALSE | 0 | FALSE | 0 | FALSE | 0 | FALSE | 0 | FALSE | 0 | FALSE | 0 | FALSE | 0 | FALSE | 0 | FALSE | 0 | FALSE | 0 | FALSE | 0 | FALSE | 0 | FALSE | 0 | FALSE | 0 | FALSE | 0 | FALSE | 0 | FALSE | 0 | FALSE | 0
50 |  | 0 | 2063 | FALSE |  | FALSE |  | FALSE |  | FALSE |  | FALSE |  | FALSE |  | FALSE |  | FALSE | 0 | FALSE | 0 | FALSE | 0 | FALSE | 0 | FALSE | 0 | FALSE | 0 | FALSE | 0 | FALSE | 0 | FALSE | 0 | FALSE | 0 | FALSE | 0 | FALSE | 0 | FALSE | 0 | FALSE | 0 | FALSE | 0 | FALSE | 0 | FALSE | 0 | FALSE | 0 | FALSE | 0 | FALSE | 0 | FALSE | 0 | FALSE | 0 | FALSE | 0 | TRUE | 1400 | FALSE | 0 | FALSE | 0 | FALSE | 0 | FALSE | 0 | FALSE | 0 | FALSE | 0 | FALSE | 0 | FALSE | 0 | FALSE | 0 | FALSE | 0 | FALSE | 0 | FALSE | 0 | FALSE | 0 | FALSE | 0 | FALSE | 0 | FALSE | 0 | FALSE | 0 | FALSE | 0 | FALSE | 0 | FALSE | 0
50 |  | 0 | 2062 | FALSE |  | FALSE |  | FALSE |  | FALSE |  | FALSE |  | FALSE |  | FALSE |  | FALSE | 0 | FALSE | 0 | FALSE | 0 | FALSE | 0 | FALSE | 0 | FALSE | 0 | FALSE | 0 | FALSE | 0 | FALSE | 0 | FALSE | 0 | FALSE | 0 | FALSE | 0 | FALSE | 0 | FALSE | 0 | FALSE | 0 | FALSE | 0 | FALSE | 0 | FALSE | 0 | FALSE | 0 | FALSE | 0 | FALSE | 0 | FALSE | 0 | FALSE | 0 | TRUE | 1400 | FALSE | 0 | FALSE | 0 | FALSE | 0 | FALSE | 0 | FALSE | 0 | FALSE | 0 | FALSE | 0 | FALSE | 0 | FALSE | 0 | FALSE | 0 | FALSE | 0 | FALSE | 0 | FALSE | 0 | FALSE | 0 | FALSE | 0 | FALSE | 0 | FALSE | 0 | FALSE | 0 | FALSE | 0 | FALSE | 0
50 |  | 0 | 2061 | FALSE |  | FALSE |  | FALSE |  | FALSE |  | FALSE |  | FALSE |  | FALSE |  | FALSE | 0 | FALSE | 0 | FALSE | 0 | FALSE | 0 | FALSE | 0 | FALSE | 0 | FALSE | 0 | FALSE | 0 | FALSE | 0 | FALSE | 0 | FALSE | 0 | FALSE | 0 | FALSE | 0 | FALSE | 0 | FALSE | 0 | FALSE | 0 | FALSE | 0 | FALSE | 0 | FALSE | 0 | FALSE | 0 | FALSE | 0 | FALSE | 0 | FALSE | 0 | TRUE | 1400 | FALSE | 0 | FALSE | 0 | FALSE | 0 | FALSE | 0 | FALSE | 0 | FALSE | 0 | FALSE | 0 | FALSE | 0 | FALSE | 0 | FALSE | 0 | FALSE | 0 | FALSE | 0 | FALSE | 0 | FALSE | 0 | FALSE | 0 | FALSE | 0 | FALSE | 0 | FALSE | 0 | FALSE | 0 | FALSE | 0
50 |  | 0 | 2060 | FALSE |  | FALSE |  | FALSE |  | FALSE |  | FALSE |  | FALSE |  | FALSE |  | FALSE | 0 | FALSE | 0 | FALSE | 0 | FALSE | 0 | FALSE | 0 | FALSE | 0 | FALSE | 0 | FALSE | 0 | FALSE | 0 | FALSE | 0 | FALSE | 0 | FALSE | 0 | FALSE | 0 | FALSE | 0 | FALSE | 0 | FALSE | 0 | FALSE | 0 | FALSE | 0 | FALSE | 0 | FALSE | 0 | FALSE | 0 | FALSE | 0 | FALSE | 0 | TRUE | 1400 | FALSE | 0 | FALSE | 0 | FALSE | 0 | FALSE | 0 | FALSE | 0 | FALSE | 0 | FALSE | 0 | FALSE | 0 | FALSE | 0 | FALSE | 0 | FALSE | 0 | FALSE | 0 | FALSE | 0 | FALSE | 0 | FALSE | 0 | FALSE | 0 | FALSE | 0 | FALSE | 0 | FALSE | 0 | FALSE | 0
50 |  | 0 | 2059 | FALSE |  | FALSE |  | FALSE |  | FALSE |  | FALSE |  | FALSE |  | FALSE |  | FALSE | 0 | FALSE | 0 | FALSE | 0 | FALSE | 0 | FALSE | 0 | FALSE | 0 | FALSE | 0 | FALSE | 0 | FALSE | 0 | FALSE | 0 | FALSE | 0 | FALSE | 0 | FALSE | 0 | FALSE | 0 | FALSE | 0 | FALSE | 0 | FALSE | 0 | FALSE | 0 | FALSE | 0 | FALSE | 0 | FALSE | 0 | FALSE | 0 | FALSE | 0 | TRUE | 1400 | FALSE | 0 | FALSE | 0 | FALSE | 0 | FALSE | 0 | FALSE | 0 | FALSE | 0 | FALSE | 0 | FALSE | 0 | FALSE | 0 | FALSE | 0 | FALSE | 0 | FALSE | 0 | FALSE | 0 | FALSE | 0 | FALSE | 0 | FALSE | 0 | FALSE | 0 | FALSE | 0 | FALSE | 0 | FALSE | 0
50 |  | 0 | 2058 | FALSE |  | FALSE |  | FALSE |  | FALSE |  | FALSE |  | FALSE |  | FALSE |  | FALSE | 0 | FALSE | 0 | FALSE | 0 | FALSE | 0 | FALSE | 0 | FALSE | 0 | FALSE | 0 | FALSE | 0 | FALSE | 0 | FALSE | 0 | FALSE | 0 | FALSE | 0 | FALSE | 0 | FALSE | 0 | FALSE | 0 | FALSE | 0 | FALSE | 0 | FALSE | 0 | FALSE | 0 | FALSE | 0 | FALSE | 0 | FALSE | 0 | FALSE | 0 | TRUE | 1400 | FALSE | 0 | FALSE | 0 | FALSE | 0 | FALSE | 0 | FALSE | 0 | FALSE | 0 | FALSE | 0 | FALSE | 0 | FALSE | 0 | FALSE | 0 | FALSE | 0 | FALSE | 0 | FALSE | 0 | FALSE | 0 | FALSE | 0 | FALSE | 0 | FALSE | 0 | FALSE | 0 | FALSE | 0 | FALSE | 0
50 |  | 0 | 2057 | FALSE |  | FALSE |  | FALSE |  | FALSE |  | FALSE |  | FALSE |  | FALSE |  | FALSE | 0 | FALSE | 0 | FALSE | 0 | FALSE | 0 | FALSE | 0 | FALSE | 0 | FALSE | 0 | FALSE | 0 | FALSE | 0 | FALSE | 0 | FALSE | 0 | FALSE | 0 | FALSE | 0 | FALSE | 0 | FALSE | 0 | FALSE | 0 | FALSE | 0 | FALSE | 0 | FALSE | 0 | FALSE | 0 | FALSE | 0 | FALSE | 0 | FALSE | 0 | TRUE | 1400 | FALSE | 0 | FALSE | 0 | FALSE | 0 | FALSE | 0 | FALSE | 0 | FALSE | 0 | FALSE | 0 | FALSE | 0 | FALSE | 0 | FALSE | 0 | FALSE | 0 | FALSE | 0 | FALSE | 0 | FALSE | 0 | FALSE | 0 | FALSE | 0 | FALSE | 0 | FALSE | 0 | FALSE | 0 | FALSE | 0
50 |  | 0 | 2056 | FALSE |  | FALSE |  | FALSE |  | FALSE |  | FALSE |  | FALSE |  | FALSE |  | FALSE | 0 | FALSE | 0 | FALSE | 0 | FALSE | 0 | FALSE | 0 | FALSE | 0 | FALSE | 0 | FALSE | 0 | FALSE | 0 | FALSE | 0 | FALSE | 0 | FALSE | 0 | FALSE | 0 | FALSE | 0 | FALSE | 0 | FALSE | 0 | FALSE | 0 | FALSE | 0 | FALSE | 0 | FALSE | 0 | FALSE | 0 | FALSE | 0 | FALSE | 0 | TRUE | 1400 | FALSE | 0 | FALSE | 0 | FALSE | 0 | FALSE | 0 | FALSE | 0 | FALSE | 0 | FALSE | 0 | FALSE | 0 | FALSE | 0 | FALSE | 0 | FALSE | 0 | FALSE | 0 | FALSE | 0 | FALSE | 0 | FALSE | 0 | FALSE | 0 | FALSE | 0 | FALSE | 0 | FALSE | 0 | FALSE | 0
50 |  | 0 | 2055 | FALSE |  | FALSE |  | FALSE |  | FALSE |  | FALSE |  | FALSE |  | FALSE |  | FALSE | 0 | FALSE | 0 | FALSE | 0 | FALSE | 0 | FALSE | 0 | FALSE | 0 | FALSE | 0 | FALSE | 0 | FALSE | 0 | FALSE | 0 | FALSE | 0 | FALSE | 0 | FALSE | 0 | FALSE | 0 | FALSE | 0 | FALSE | 0 | FALSE | 0 | FALSE | 0 | FALSE | 0 | FALSE | 0 | FALSE | 0 | FALSE | 0 | FALSE | 0 | TRUE | 1400 | FALSE | 0 | FALSE | 0 | FALSE | 0 | FALSE | 0 | FALSE | 0 | FALSE | 0 | FALSE | 0 | FALSE | 0 | FALSE | 0 | FALSE | 0 | FALSE | 0 | FALSE | 0 | FALSE | 0 | FALSE | 0 | FALSE | 0 | FALSE | 0 | FALSE | 0 | FALSE | 0 | FALSE | 0 | FALSE | 0
50 |  | 0 | 2054 | FALSE |  | FALSE |  | FALSE |  | FALSE |  | FALSE |  | FALSE |  | FALSE |  | FALSE | 0 | FALSE | 0 | FALSE | 0 | FALSE | 0 | FALSE | 0 | FALSE | 0 | FALSE | 0 | FALSE | 0 | FALSE | 0 | FALSE | 0 | FALSE | 0 | FALSE | 0 | FALSE | 0 | FALSE | 0 | FALSE | 0 | FALSE | 0 | FALSE | 0 | FALSE | 0 | FALSE | 0 | FALSE | 0 | FALSE | 0 | FALSE | 0 | FALSE | 0 | TRUE | 1400 | FALSE | 0 | FALSE | 0 | FALSE | 0 | FALSE | 0 | FALSE | 0 | FALSE | 0 | FALSE | 0 | FALSE | 0 | FALSE | 0 | FALSE | 0 | FALSE | 0 | FALSE | 0 | FALSE | 0 | FALSE | 0 | FALSE | 0 | FALSE | 0 | FALSE | 0 | FALSE | 0 | FALSE | 0 | FALSE | 0
50 |  | 0 | 2053 | FALSE |  | FALSE |  | FALSE |  | FALSE |  | FALSE |  | FALSE |  | FALSE |  | FALSE | 0 | FALSE | 0 | FALSE | 0 | FALSE | 0 | FALSE | 0 | FALSE | 0 | FALSE | 0 | FALSE | 0 | FALSE | 0 | FALSE | 0 | FALSE | 0 | FALSE | 0 | FALSE | 0 | FALSE | 0 | FALSE | 0 | FALSE | 0 | FALSE | 0 | FALSE | 0 | FALSE | 0 | FALSE | 0 | FALSE | 0 | FALSE | 0 | FALSE | 0 | TRUE | 1400 | FALSE | 0 | FALSE | 0 | FALSE | 0 | FALSE | 0 | FALSE | 0 | FALSE | 0 | FALSE | 0 | FALSE | 0 | FALSE | 0 | FALSE | 0 | FALSE | 0 | FALSE | 0 | FALSE | 0 | FALSE | 0 | FALSE | 0 | FALSE | 0 | FALSE | 0 | FALSE | 0 | FALSE | 0 | FALSE | 0
50 |  | 0 | 2052 | FALSE |  | FALSE |  | FALSE |  | FALSE |  | FALSE |  | FALSE |  | FALSE |  | FALSE | 0 | FALSE | 0 | FALSE | 0 | FALSE | 0 | FALSE | 0 | FALSE | 0 | FALSE | 0 | FALSE | 0 | FALSE | 0 | FALSE | 0 | FALSE | 0 | FALSE | 0 | FALSE | 0 | FALSE | 0 | FALSE | 0 | FALSE | 0 | FALSE | 0 | FALSE | 0 | FALSE | 0 | FALSE | 0 | FALSE | 0 | FALSE | 0 | FALSE | 0 | TRUE | 1400 | FALSE | 0 | FALSE | 0 | FALSE | 0 | FALSE | 0 | FALSE | 0 | FALSE | 0 | FALSE | 0 | FALSE | 0 | FALSE | 0 | FALSE | 0 | FALSE | 0 | FALSE | 0 | FALSE | 0 | FALSE | 0 | FALSE | 0 | FALSE | 0 | FALSE | 0 | FALSE | 0 | FALSE | 0 | FALSE | 0
50 |  | 0 | 2051 | FALSE |  | FALSE |  | FALSE |  | FALSE |  | FALSE |  | FALSE |  | FALSE |  | FALSE | 0 | FALSE | 0 | FALSE | 0 | FALSE | 0 | FALSE | 0 | FALSE | 0 | FALSE | 0 | FALSE | 0 | FALSE | 0 | FALSE | 0 | FALSE | 0 | FALSE | 0 | FALSE | 0 | FALSE | 0 | FALSE | 0 | FALSE | 0 | FALSE | 0 | FALSE | 0 | FALSE | 0 | FALSE | 0 | FALSE | 0 | FALSE | 0 | FALSE | 0 | TRUE | 1400 | FALSE | 0 | FALSE | 0 | FALSE | 0 | FALSE | 0 | FALSE | 0 | FALSE | 0 | FALSE | 0 | FALSE | 0 | FALSE | 0 | FALSE | 0 | FALSE | 0 | FALSE | 0 | FALSE | 0 | FALSE | 0 | FALSE | 0 | FALSE | 0 | FALSE | 0 | FALSE | 0 | FALSE | 0 | FALSE | 0
50 |  | 0 | 2050 | FALSE |  | FALSE |  | FALSE |  | FALSE |  | FALSE |  | FALSE |  | FALSE |  | FALSE | 0 | FALSE | 0 | FALSE | 0 | FALSE | 0 | FALSE | 0 | FALSE | 0 | FALSE | 0 | FALSE | 0 | FALSE | 0 | FALSE | 0 | FALSE | 0 | FALSE | 0 | FALSE | 0 | FALSE | 0 | FALSE | 0 | FALSE | 0 | FALSE | 0 | FALSE | 0 | FALSE | 0 | FALSE | 0 | FALSE | 0 | FALSE | 0 | FALSE | 0 | TRUE | 1400 | FALSE | 0 | FALSE | 0 | FALSE | 0 | FALSE | 0 | FALSE | 0 | FALSE | 0 | FALSE | 0 | FALSE | 0 | FALSE | 0 | FALSE | 0 | FALSE | 0 | FALSE | 0 | FALSE | 0 | FALSE | 0 | FALSE | 0 | FALSE | 0 | FALSE | 0 | FALSE | 0 | FALSE | 0 | FALSE | 0
50 |  | 0 | 2049 | FALSE |  | FALSE |  | FALSE |  | FALSE |  | FALSE |  | FALSE |  | FALSE |  | FALSE | 0 | FALSE | 0 | FALSE | 0 | FALSE | 0 | FALSE | 0 | FALSE | 0 | FALSE | 0 | FALSE | 0 | FALSE | 0 | FALSE | 0 | FALSE | 0 | FALSE | 0 | FALSE | 0 | FALSE | 0 | FALSE | 0 | FALSE | 0 | FALSE | 0 | FALSE | 0 | FALSE | 0 | FALSE | 0 | FALSE | 0 | FALSE | 0 | FALSE | 0 | TRUE | 1400 | FALSE | 0 | FALSE | 0 | FALSE | 0 | FALSE | 0 | FALSE | 0 | FALSE | 0 | FALSE | 0 | FALSE | 0 | FALSE | 0 | FALSE | 0 | FALSE | 0 | FALSE | 0 | FALSE | 0 | FALSE | 0 | FALSE | 0 | FALSE | 0 | FALSE | 0 | FALSE | 0 | FALSE | 0 | FALSE | 0
50 |  | 0 | 2048 | FALSE |  | FALSE |  | FALSE |  | FALSE |  | FALSE |  | FALSE |  | FALSE |  | FALSE | 0 | FALSE | 0 | FALSE | 0 | FALSE | 0 | FALSE | 0 | FALSE | 0 | FALSE | 0 | FALSE | 0 | FALSE | 0 | FALSE | 0 | FALSE | 0 | FALSE | 0 | FALSE | 0 | FALSE | 0 | FALSE | 0 | FALSE | 0 | FALSE | 0 | FALSE | 0 | FALSE | 0 | FALSE | 0 | FALSE | 0 | FALSE | 0 | FALSE | 0 | TRUE | 1400 | FALSE | 0 | FALSE | 0 | FALSE | 0 | FALSE | 0 | FALSE | 0 | FALSE | 0 | FALSE | 0 | FALSE | 0 | FALSE | 0 | FALSE | 0 | FALSE | 0 | FALSE | 0 | FALSE | 0 | FALSE | 0 | FALSE | 0 | FALSE | 0 | FALSE | 0 | FALSE | 0 | FALSE | 0 | FALSE | 0
50 |  | 0 | 2047 | FALSE |  | FALSE |  | FALSE |  | FALSE |  | FALSE |  | FALSE |  | FALSE |  | FALSE | 0 | FALSE | 0 | FALSE | 0 | FALSE | 0 | FALSE | 0 | FALSE | 0 | FALSE | 0 | FALSE | 0 | FALSE | 0 | FALSE | 0 | FALSE | 0 | FALSE | 0 | FALSE | 0 | FALSE | 0 | FALSE | 0 | FALSE | 0 | FALSE | 0 | FALSE | 0 | FALSE | 0 | FALSE | 0 | FALSE | 0 | FALSE | 0 | FALSE | 0 | TRUE | 1400 | FALSE | 0 | FALSE | 0 | FALSE | 0 | FALSE | 0 | FALSE | 0 | FALSE | 0 | FALSE | 0 | FALSE | 0 | FALSE | 0 | FALSE | 0 | FALSE | 0 | FALSE | 0 | FALSE | 0 | FALSE | 0 | FALSE | 0 | FALSE | 0 | FALSE | 0 | FALSE | 0 | FALSE | 0 | FALSE | 0
50 |  | 0 | 2046 | FALSE |  | FALSE |  | FALSE |  | FALSE |  | FALSE |  | FALSE |  | FALSE |  | FALSE | 0 | FALSE | 0 | FALSE | 0 | FALSE | 0 | FALSE | 0 | FALSE | 0 | FALSE | 0 | FALSE | 0 | FALSE | 0 | FALSE | 0 | FALSE | 0 | FALSE | 0 | FALSE | 0 | FALSE | 0 | FALSE | 0 | FALSE | 0 | FALSE | 0 | FALSE | 0 | FALSE | 0 | FALSE | 0 | FALSE | 0 | FALSE | 0 | FALSE | 0 | TRUE | 1400 | FALSE | 0 | FALSE | 0 | FALSE | 0 | FALSE | 0 | FALSE | 0 | FALSE | 0 | FALSE | 0 | FALSE | 0 | FALSE | 0 | FALSE | 0 | FALSE | 0 | FALSE | 0 | FALSE | 0 | FALSE | 0 | FALSE | 0 | FALSE | 0 | FALSE | 0 | FALSE | 0 | FALSE | 0 | FALSE | 0
50 |  | 0 | 2045 | FALSE |  | FALSE |  | FALSE |  | FALSE |  | FALSE |  | FALSE |  | FALSE |  | FALSE | 0 | FALSE | 0 | FALSE | 0 | FALSE | 0 | FALSE | 0 | FALSE | 0 | FALSE | 0 | FALSE | 0 | FALSE | 0 | FALSE | 0 | FALSE | 0 | FALSE | 0 | FALSE | 0 | FALSE | 0 | FALSE | 0 | FALSE | 0 | FALSE | 0 | FALSE | 0 | FALSE | 0 | FALSE | 0 | FALSE | 0 | FALSE | 0 | FALSE | 0 | TRUE | 1400 | FALSE | 0 | FALSE | 0 | FALSE | 0 | FALSE | 0 | FALSE | 0 | FALSE | 0 | FALSE | 0 | FALSE | 0 | FALSE | 0 | FALSE | 0 | FALSE | 0 | FALSE | 0 | FALSE | 0 | FALSE | 0 | FALSE | 0 | FALSE | 0 | FALSE | 0 | FALSE | 0 | FALSE | 0 | FALSE | 0
50 |  | 0 | 2044 | FALSE |  | FALSE |  | FALSE |  | FALSE |  | FALSE |  | FALSE |  | FALSE |  | FALSE | 0 | FALSE | 0 | FALSE | 0 | FALSE | 0 | FALSE | 0 | FALSE | 0 | FALSE | 0 | FALSE | 0 | FALSE | 0 | FALSE | 0 | FALSE | 0 | FALSE | 0 | FALSE | 0 | FALSE | 0 | FALSE | 0 | FALSE | 0 | FALSE | 0 | FALSE | 0 | FALSE | 0 | FALSE | 0 | FALSE | 0 | FALSE | 0 | FALSE | 0 | TRUE | 1400 | FALSE | 0 | FALSE | 0 | FALSE | 0 | FALSE | 0 | FALSE | 0 | FALSE | 0 | FALSE | 0 | FALSE | 0 | FALSE | 0 | FALSE | 0 | FALSE | 0 | FALSE | 0 | FALSE | 0 | FALSE | 0 | FALSE | 0 | FALSE | 0 | FALSE | 0 | FALSE | 0 | FALSE | 0 | FALSE | 0
50 |  | 0 | 2043 | FALSE |  | FALSE |  | FALSE |  | FALSE |  | FALSE |  | FALSE |  | FALSE |  | FALSE | 0 | FALSE | 0 | FALSE | 0 | FALSE | 0 | FALSE | 0 | FALSE | 0 | FALSE | 0 | FALSE | 0 | FALSE | 0 | FALSE | 0 | FALSE | 0 | FALSE | 0 | FALSE | 0 | FALSE | 0 | FALSE | 0 | FALSE | 0 | FALSE | 0 | FALSE | 0 | FALSE | 0 | FALSE | 0 | FALSE | 0 | FALSE | 0 | FALSE | 0 | TRUE | 1400 | FALSE | 0 | FALSE | 0 | FALSE | 0 | FALSE | 0 | FALSE | 0 | FALSE | 0 | FALSE | 0 | FALSE | 0 | FALSE | 0 | FALSE | 0 | FALSE | 0 | FALSE | 0 | FALSE | 0 | FALSE | 0 | FALSE | 0 | FALSE | 0 | FALSE | 0 | FALSE | 0 | FALSE | 0 | FALSE | 0
50 |  | 0 | 2042 | FALSE |  | FALSE |  | FALSE |  | FALSE |  | FALSE |  | FALSE |  | FALSE |  | FALSE | 0 | FALSE | 0 | FALSE | 0 | FALSE | 0 | FALSE | 0 | FALSE | 0 | FALSE | 0 | FALSE | 0 | FALSE | 0 | FALSE | 0 | FALSE | 0 | FALSE | 0 | FALSE | 0 | FALSE | 0 | FALSE | 0 | FALSE | 0 | FALSE | 0 | FALSE | 0 | FALSE | 0 | FALSE | 0 | FALSE | 0 | FALSE | 0 | FALSE | 0 | TRUE | 1400 | FALSE | 0 | FALSE | 0 | FALSE | 0 | FALSE | 0 | FALSE | 0 | FALSE | 0 | FALSE | 0 | FALSE | 0 | FALSE | 0 | FALSE | 0 | FALSE | 0 | FALSE | 0 | FALSE | 0 | FALSE | 0 | FALSE | 0 | FALSE | 0 | FALSE | 0 | FALSE | 0 | FALSE | 0 | FALSE | 0
50 |  | 0 | 2041 | FALSE |  | FALSE |  | FALSE |  | FALSE |  | FALSE |  | FALSE |  | FALSE |  | FALSE | 0 | FALSE | 0 | FALSE | 0 | FALSE | 0 | FALSE | 0 | FALSE | 0 | FALSE | 0 | FALSE | 0 | FALSE | 0 | FALSE | 0 | FALSE | 0 | FALSE | 0 | FALSE | 0 | FALSE | 0 | FALSE | 0 | FALSE | 0 | FALSE | 0 | FALSE | 0 | FALSE | 0 | FALSE | 0 | FALSE | 0 | FALSE | 0 | FALSE | 0 | TRUE | 1400 | FALSE | 0 | FALSE | 0 | FALSE | 0 | FALSE | 0 | FALSE | 0 | FALSE | 0 | FALSE | 0 | FALSE | 0 | FALSE | 0 | FALSE | 0 | FALSE | 0 | FALSE | 0 | FALSE | 0 | FALSE | 0 | FALSE | 0 | FALSE | 0 | FALSE | 0 | FALSE | 0 | FALSE | 0 | FALSE | 0
50 |  | 0 | 2040 | FALSE |  | FALSE |  | FALSE |  | FALSE |  | FALSE |  | FALSE |  | FALSE |  | FALSE | 0 | FALSE | 0 | FALSE | 0 | FALSE | 0 | FALSE | 0 | FALSE | 0 | FALSE | 0 | FALSE | 0 | FALSE | 0 | FALSE | 0 | FALSE | 0 | FALSE | 0 | FALSE | 0 | FALSE | 0 | FALSE | 0 | FALSE | 0 | FALSE | 0 | FALSE | 0 | FALSE | 0 | FALSE | 0 | FALSE | 0 | FALSE | 0 | FALSE | 0 | TRUE | 1400 | FALSE | 0 | FALSE | 0 | FALSE | 0 | FALSE | 0 | FALSE | 0 | FALSE | 0 | FALSE | 0 | FALSE | 0 | FALSE | 0 | FALSE | 0 | FALSE | 0 | FALSE | 0 | FALSE | 0 | FALSE | 0 | FALSE | 0 | FALSE | 0 | FALSE | 0 | FALSE | 0 | FALSE | 0 | FALSE | 0
50 |  | 0 | 2039 | FALSE |  | FALSE |  | FALSE |  | FALSE |  | FALSE |  | FALSE |  | FALSE |  | FALSE | 0 | FALSE | 0 | FALSE | 0 | FALSE | 0 | FALSE | 0 | FALSE | 0 | FALSE | 0 | FALSE | 0 | FALSE | 0 | FALSE | 0 | FALSE | 0 | FALSE | 0 | FALSE | 0 | FALSE | 0 | FALSE | 0 | FALSE | 0 | FALSE | 0 | FALSE | 0 | FALSE | 0 | FALSE | 0 | FALSE | 0 | FALSE | 0 | FALSE | 0 | TRUE | 1400 | FALSE | 0 | FALSE | 0 | FALSE | 0 | FALSE | 0 | FALSE | 0 | FALSE | 0 | FALSE | 0 | FALSE | 0 | FALSE | 0 | FALSE | 0 | FALSE | 0 | FALSE | 0 | FALSE | 0 | FALSE | 0 | FALSE | 0 | FALSE | 0 | FALSE | 0 | FALSE | 0 | FALSE | 0 | FALSE | 0
50 |  | 0 | 2038 | FALSE |  | FALSE |  | FALSE |  | FALSE |  | FALSE |  | FALSE |  | FALSE |  | FALSE | 0 | FALSE | 0 | FALSE | 0 | FALSE | 0 | FALSE | 0 | FALSE | 0 | FALSE | 0 | FALSE | 0 | FALSE | 0 | FALSE | 0 | FALSE | 0 | FALSE | 0 | FALSE | 0 | FALSE | 0 | FALSE | 0 | FALSE | 0 | FALSE | 0 | FALSE | 0 | FALSE | 0 | FALSE | 0 | FALSE | 0 | FALSE | 0 | FALSE | 0 | TRUE | 1400 | FALSE | 0 | FALSE | 0 | FALSE | 0 | FALSE | 0 | FALSE | 0 | FALSE | 0 | FALSE | 0 | FALSE | 0 | FALSE | 0 | FALSE | 0 | FALSE | 0 | FALSE | 0 | FALSE | 0 | FALSE | 0 | FALSE | 0 | FALSE | 0 | FALSE | 0 | FALSE | 0 | FALSE | 0 | FALSE | 0
50 |  | 0 | 2037 | FALSE |  | FALSE |  | FALSE |  | FALSE |  | FALSE |  | FALSE |  | FALSE |  | FALSE | 0 | FALSE | 0 | FALSE | 0 | FALSE | 0 | FALSE | 0 | FALSE | 0 | FALSE | 0 | FALSE | 0 | FALSE | 0 | FALSE | 0 | FALSE | 0 | FALSE | 0 | FALSE | 0 | FALSE | 0 | FALSE | 0 | FALSE | 0 | FALSE | 0 | FALSE | 0 | FALSE | 0 | FALSE | 0 | FALSE | 0 | FALSE | 0 | FALSE | 0 | TRUE | 1400 | FALSE | 0 | FALSE | 0 | FALSE | 0 | FALSE | 0 | FALSE | 0 | FALSE | 0 | FALSE | 0 | FALSE | 0 | FALSE | 0 | FALSE | 0 | FALSE | 0 | FALSE | 0 | FALSE | 0 | FALSE | 0 | FALSE | 0 | FALSE | 0 | FALSE | 0 | FALSE | 0 | FALSE | 0 | FALSE | 0
50 |  | 0 | 2036 | FALSE |  | FALSE |  | FALSE |  | FALSE |  | FALSE |  | FALSE |  | FALSE |  | FALSE | 0 | FALSE | 0 | FALSE | 0 | FALSE | 0 | FALSE | 0 | FALSE | 0 | FALSE | 0 | FALSE | 0 | FALSE | 0 | FALSE | 0 | FALSE | 0 | FALSE | 0 | FALSE | 0 | FALSE | 0 | FALSE | 0 | FALSE | 0 | FALSE | 0 | FALSE | 0 | FALSE | 0 | FALSE | 0 | FALSE | 0 | FALSE | 0 | FALSE | 0 | TRUE | 1400 | FALSE | 0 | FALSE | 0 | FALSE | 0 | FALSE | 0 | FALSE | 0 | FALSE | 0 | FALSE | 0 | FALSE | 0 | FALSE | 0 | FALSE | 0 | FALSE | 0 | FALSE | 0 | FALSE | 0 | FALSE | 0 | FALSE | 0 | FALSE | 0 | FALSE | 0 | FALSE | 0 | FALSE | 0 | FALSE | 0
50 |  | 0 | 2035 | FALSE |  | FALSE |  | FALSE |  | FALSE |  | FALSE |  | FALSE |  | FALSE |  | FALSE | 0 | FALSE | 0 | FALSE | 0 | FALSE | 0 | FALSE | 0 | FALSE | 0 | FALSE | 0 | FALSE | 0 | FALSE | 0 | FALSE | 0 | FALSE | 0 | FALSE | 0 | FALSE | 0 | FALSE | 0 | FALSE | 0 | FALSE | 0 | FALSE | 0 | FALSE | 0 | FALSE | 0 | FALSE | 0 | FALSE | 0 | FALSE | 0 | FALSE | 0 | TRUE | 1400 | FALSE | 0 | FALSE | 0 | FALSE | 0 | FALSE | 0 | FALSE | 0 | FALSE | 0 | FALSE | 0 | FALSE | 0 | FALSE | 0 | FALSE | 0 | FALSE | 0 | FALSE | 0 | FALSE | 0 | FALSE | 0 | FALSE | 0 | FALSE | 0 | FALSE | 0 | FALSE | 0 | FALSE | 0 | FALSE | 0
50 |  | 0 | 2034 | FALSE |  | FALSE |  | FALSE |  | FALSE |  | FALSE |  | FALSE |  | FALSE |  | FALSE | 0 | FALSE | 0 | FALSE | 0 | FALSE | 0 | FALSE | 0 | FALSE | 0 | FALSE | 0 | FALSE | 0 | FALSE | 0 | FALSE | 0 | FALSE | 0 | FALSE | 0 | FALSE | 0 | FALSE | 0 | FALSE | 0 | FALSE | 0 | FALSE | 0 | FALSE | 0 | FALSE | 0 | FALSE | 0 | FALSE | 0 | FALSE | 0 | FALSE | 0 | TRUE | 1400 | FALSE | 0 | FALSE | 0 | FALSE | 0 | FALSE | 0 | FALSE | 0 | FALSE | 0 | FALSE | 0 | FALSE | 0 | FALSE | 0 | FALSE | 0 | FALSE | 0 | FALSE | 0 | FALSE | 0 | FALSE | 0 | FALSE | 0 | FALSE | 0 | FALSE | 0 | FALSE | 0 | FALSE | 0 | FALSE | 0
50 |  | 0 | 2033 | FALSE |  | FALSE |  | FALSE |  | FALSE |  | FALSE |  | FALSE |  | FALSE |  | FALSE | 0 | FALSE | 0 | FALSE | 0 | FALSE | 0 | FALSE | 0 | FALSE | 0 | FALSE | 0 | FALSE | 0 | FALSE | 0 | FALSE | 0 | FALSE | 0 | FALSE | 0 | FALSE | 0 | FALSE | 0 | FALSE | 0 | FALSE | 0 | FALSE | 0 | FALSE | 0 | FALSE | 0 | FALSE | 0 | FALSE | 0 | FALSE | 0 | FALSE | 0 | TRUE | 1400 | FALSE | 0 | FALSE | 0 | FALSE | 0 | FALSE | 0 | FALSE | 0 | FALSE | 0 | FALSE | 0 | FALSE | 0 | FALSE | 0 | FALSE | 0 | FALSE | 0 | FALSE | 0 | FALSE | 0 | FALSE | 0 | FALSE | 0 | FALSE | 0 | FALSE | 0 | FALSE | 0 | FALSE | 0 | FALSE | 0
50 |  | 0 | 2032 | FALSE |  | FALSE |  | FALSE |  | FALSE |  | FALSE |  | FALSE |  | FALSE |  | FALSE | 0 | FALSE | 0 | FALSE | 0 | FALSE | 0 | FALSE | 0 | FALSE | 0 | FALSE | 0 | FALSE | 0 | FALSE | 0 | FALSE | 0 | FALSE | 0 | FALSE | 0 | FALSE | 0 | FALSE | 0 | FALSE | 0 | FALSE | 0 | FALSE | 0 | FALSE | 0 | FALSE | 0 | FALSE | 0 | FALSE | 0 | FALSE | 0 | FALSE | 0 | TRUE | 1400 | FALSE | 0 | FALSE | 0 | FALSE | 0 | FALSE | 0 | FALSE | 0 | FALSE | 0 | FALSE | 0 | FALSE | 0 | FALSE | 0 | FALSE | 0 | FALSE | 0 | FALSE | 0 | FALSE | 0 | FALSE | 0 | FALSE | 0 | FALSE | 0 | FALSE | 0 | FALSE | 0 | FALSE | 0 | FALSE | 0
50 |  | 0 | 2031 | FALSE |  | FALSE |  | FALSE |  | FALSE |  | FALSE |  | FALSE |  | FALSE |  | FALSE | 0 | FALSE | 0 | FALSE | 0 | FALSE | 0 | FALSE | 0 | FALSE | 0 | FALSE | 0 | FALSE | 0 | FALSE | 0 | FALSE | 0 | FALSE | 0 | FALSE | 0 | FALSE | 0 | FALSE | 0 | FALSE | 0 | FALSE | 0 | FALSE | 0 | FALSE | 0 | FALSE | 0 | FALSE | 0 | FALSE | 0 | FALSE | 0 | FALSE | 0 | TRUE | 1400 | FALSE | 0 | FALSE | 0 | FALSE | 0 | FALSE | 0 | FALSE | 0 | FALSE | 0 | FALSE | 0 | FALSE | 0 | FALSE | 0 | FALSE | 0 | FALSE | 0 | FALSE | 0 | FALSE | 0 | FALSE | 0 | FALSE | 0 | FALSE | 0 | FALSE | 0 | FALSE | 0 | FALSE | 0 | FALSE | 0
50 |  | 0 | 2030 | FALSE |  | FALSE |  | FALSE |  | FALSE |  | FALSE |  | FALSE |  | FALSE |  | FALSE | 0 | FALSE | 0 | FALSE | 0 | FALSE | 0 | FALSE | 0 | FALSE | 0 | FALSE | 0 | FALSE | 0 | FALSE | 0 | FALSE | 0 | FALSE | 0 | FALSE | 0 | FALSE | 0 | FALSE | 0 | FALSE | 0 | FALSE | 0 | FALSE | 0 | FALSE | 0 | FALSE | 0 | FALSE | 0 | FALSE | 0 | FALSE | 0 | FALSE | 0 | TRUE | 1400 | FALSE | 0 | FALSE | 0 | FALSE | 0 | FALSE | 0 | FALSE | 0 | FALSE | 0 | FALSE | 0 | FALSE | 0 | FALSE | 0 | FALSE | 0 | FALSE | 0 | FALSE | 0 | FALSE | 0 | FALSE | 0 | FALSE | 0 | FALSE | 0 | FALSE | 0 | FALSE | 0 | FALSE | 0 | FALSE | 0
50 |  | 0 | 2029 | FALSE |  | FALSE |  | FALSE |  | FALSE |  | FALSE |  | FALSE |  | FALSE |  | FALSE | 0 | FALSE | 0 | FALSE | 0 | FALSE | 0 | FALSE | 0 | FALSE | 0 | FALSE | 0 | FALSE | 0 | FALSE | 0 | FALSE | 0 | FALSE | 0 | FALSE | 0 | FALSE | 0 | FALSE | 0 | FALSE | 0 | FALSE | 0 | FALSE | 0 | FALSE | 0 | FALSE | 0 | FALSE | 0 | FALSE | 0 | FALSE | 0 | FALSE | 0 | TRUE | 1400 | FALSE | 0 | FALSE | 0 | FALSE | 0 | FALSE | 0 | FALSE | 0 | FALSE | 0 | FALSE | 0 | FALSE | 0 | FALSE | 0 | FALSE | 0 | FALSE | 0 | FALSE | 0 | FALSE | 0 | FALSE | 0 | FALSE | 0 | FALSE | 0 | FALSE | 0 | FALSE | 0 | FALSE | 0 | FALSE | 0
50 |  | 0 | 2028 | FALSE |  | FALSE |  | FALSE |  | FALSE |  | FALSE |  | FALSE |  | FALSE |  | FALSE | 0 | FALSE | 0 | FALSE | 0 | FALSE | 0 | FALSE | 0 | FALSE | 0 | FALSE | 0 | FALSE | 0 | FALSE | 0 | FALSE | 0 | FALSE | 0 | FALSE | 0 | FALSE | 0 | FALSE | 0 | FALSE | 0 | FALSE | 0 | FALSE | 0 | FALSE | 0 | FALSE | 0 | FALSE | 0 | FALSE | 0 | FALSE | 0 | FALSE | 0 | TRUE | 1400 | FALSE | 0 | FALSE | 0 | FALSE | 0 | FALSE | 0 | FALSE | 0 | FALSE | 0 | FALSE | 0 | FALSE | 0 | FALSE | 0 | FALSE | 0 | FALSE | 0 | FALSE | 0 | FALSE | 0 | FALSE | 0 | FALSE | 0 | FALSE | 0 | FALSE | 0 | FALSE | 0 | FALSE | 0 | FALSE | 0
50 |  | 0 | 2027 | FALSE |  | FALSE |  | FALSE |  | FALSE |  | FALSE |  | FALSE |  | FALSE |  | FALSE | 0 | FALSE | 0 | FALSE | 0 | FALSE | 0 | FALSE | 0 | FALSE | 0 | FALSE | 0 | FALSE | 0 | FALSE | 0 | FALSE | 0 | FALSE | 0 | FALSE | 0 | FALSE | 0 | FALSE | 0 | FALSE | 0 | FALSE | 0 | FALSE | 0 | FALSE | 0 | FALSE | 0 | FALSE | 0 | FALSE | 0 | FALSE | 0 | FALSE | 0 | TRUE | 1400 | FALSE | 0 | FALSE | 0 | FALSE | 0 | FALSE | 0 | FALSE | 0 | FALSE | 0 | FALSE | 0 | FALSE | 0 | FALSE | 0 | FALSE | 0 | FALSE | 0 | FALSE | 0 | FALSE | 0 | FALSE | 0 | FALSE | 0 | FALSE | 0 | FALSE | 0 | FALSE | 0 | FALSE | 0 | FALSE | 0
50 |  | 0 | 2026 | FALSE |  | FALSE |  | FALSE |  | FALSE |  | FALSE |  | FALSE |  | FALSE |  | FALSE | 0 | FALSE | 0 | FALSE | 0 | FALSE | 0 | FALSE | 0 | FALSE | 0 | FALSE | 0 | FALSE | 0 | FALSE | 0 | FALSE | 0 | FALSE | 0 | FALSE | 0 | FALSE | 0 | FALSE | 0 | FALSE | 0 | FALSE | 0 | FALSE | 0 | FALSE | 0 | FALSE | 0 | FALSE | 0 | FALSE | 0 | FALSE | 0 | FALSE | 0 | TRUE | 1400 | FALSE | 0 | FALSE | 0 | FALSE | 0 | FALSE | 0 | FALSE | 0 | FALSE | 0 | FALSE | 0 | FALSE | 0 | FALSE | 0 | FALSE | 0 | FALSE | 0 | FALSE | 0 | FALSE | 0 | FALSE | 0 | FALSE | 0 | FALSE | 0 | FALSE | 0 | FALSE | 0 | FALSE | 0 | FALSE | 0
50 |  | 0 | 2025 | FALSE |  | FALSE |  | FALSE |  | FALSE |  | FALSE |  | FALSE |  | FALSE |  | FALSE | 0 | FALSE | 0 | FALSE | 0 | FALSE | 0 | FALSE | 0 | FALSE | 0 | FALSE | 0 | FALSE | 0 | FALSE | 0 | FALSE | 0 | FALSE | 0 | FALSE | 0 | FALSE | 0 | FALSE | 0 | FALSE | 0 | FALSE | 0 | FALSE | 0 | FALSE | 0 | FALSE | 0 | FALSE | 0 | FALSE | 0 | FALSE | 0 | FALSE | 0 | TRUE | 1400 | FALSE | 0 | FALSE | 0 | FALSE | 0 | FALSE | 0 | FALSE | 0 | FALSE | 0 | FALSE | 0 | FALSE | 0 | FALSE | 0 | FALSE | 0 | FALSE | 0 | FALSE | 0 | FALSE | 0 | FALSE | 0 | FALSE | 0 | FALSE | 0 | FALSE | 0 | FALSE | 0 | FALSE | 0 | FALSE | 0
50 |  | 0 | 2024 | FALSE |  | FALSE |  | FALSE |  | FALSE |  | FALSE |  | FALSE |  | FALSE |  | FALSE | 0 | FALSE | 0 | FALSE | 0 | FALSE | 0 | FALSE | 0 | FALSE | 0 | FALSE | 0 | FALSE | 0 | FALSE | 0 | FALSE | 0 | FALSE | 0 | FALSE | 0 | FALSE | 0 | FALSE | 0 | FALSE | 0 | FALSE | 0 | FALSE | 0 | FALSE | 0 | FALSE | 0 | FALSE | 0 | FALSE | 0 | FALSE | 0 | FALSE | 0 | TRUE | 1400 | FALSE | 0 | FALSE | 0 | FALSE | 0 | FALSE | 0 | FALSE | 0 | FALSE | 0 | FALSE | 0 | FALSE | 0 | FALSE | 0 | FALSE | 0 | FALSE | 0 | FALSE | 0 | FALSE | 0 | FALSE | 0 | FALSE | 0 | FALSE | 0 | FALSE | 0 | FALSE | 0 | FALSE | 0 | FALSE | 0
50 |  | 0 | 2023 | FALSE |  | FALSE |  | FALSE |  | FALSE |  | FALSE |  | FALSE |  | FALSE |  | FALSE | 0 | FALSE | 0 | FALSE | 0 | FALSE | 0 | FALSE | 0 | FALSE | 0 | FALSE | 0 | FALSE | 0 | FALSE | 0 | FALSE | 0 | FALSE | 0 | FALSE | 0 | FALSE | 0 | FALSE | 0 | FALSE | 0 | FALSE | 0 | FALSE | 0 | FALSE | 0 | FALSE | 0 | FALSE | 0 | FALSE | 0 | FALSE | 0 | FALSE | 0 | TRUE | 1400 | FALSE | 0 | FALSE | 0 | FALSE | 0 | FALSE | 0 | FALSE | 0 | FALSE | 0 | FALSE | 0 | FALSE | 0 | FALSE | 0 | FALSE | 0 | FALSE | 0 | FALSE | 0 | FALSE | 0 | FALSE | 0 | FALSE | 0 | FALSE | 0 | FALSE | 0 | FALSE | 0 | FALSE | 0 | FALSE | 0
50 |  | 0 | 2022 | FALSE |  | FALSE |  | FALSE |  | FALSE |  | FALSE |  | FALSE |  | FALSE |  | FALSE | 0 | FALSE | 0 | FALSE | 0 | FALSE | 0 | FALSE | 0 | FALSE | 0 | FALSE | 0 | FALSE | 0 | FALSE | 0 | FALSE | 0 | FALSE | 0 | FALSE | 0 | FALSE | 0 | FALSE | 0 | FALSE | 0 | FALSE | 0 | FALSE | 0 | FALSE | 0 | FALSE | 0 | FALSE | 0 | FALSE | 0 | FALSE | 0 | FALSE | 0 | TRUE | 1400 | FALSE | 0 | FALSE | 0 | FALSE | 0 | FALSE | 0 | FALSE | 0 | FALSE | 0 | FALSE | 0 | FALSE | 0 | FALSE | 0 | FALSE | 0 | FALSE | 0 | FALSE | 0 | FALSE | 0 | FALSE | 0 | FALSE | 0 | FALSE | 0 | FALSE | 0 | FALSE | 0 | FALSE | 0 | FALSE | 0
50 |  | 0 | 2021 | FALSE |  | FALSE |  | FALSE |  | FALSE |  | FALSE |  | FALSE |  | FALSE |  | FALSE | 0 | FALSE | 0 | FALSE | 0 | FALSE | 0 | FALSE | 0 | FALSE | 0 | FALSE | 0 | FALSE | 0 | FALSE | 0 | FALSE | 0 | FALSE | 0 | FALSE | 0 | FALSE | 0 | FALSE | 0 | FALSE | 0 | FALSE | 0 | FALSE | 0 | FALSE | 0 | FALSE | 0 | FALSE | 0 | FALSE | 0 | FALSE | 0 | FALSE | 0 | TRUE | 1400 | FALSE | 0 | FALSE | 0 | FALSE | 0 | FALSE | 0 | FALSE | 0 | FALSE | 0 | FALSE | 0 | FALSE | 0 | FALSE | 0 | FALSE | 0 | FALSE | 0 | FALSE | 0 | FALSE | 0 | FALSE | 0 | FALSE | 0 | FALSE | 0 | FALSE | 0 | FALSE | 0 | FALSE | 0 | FALSE | 0
50 |  | 0 | 2020 | FALSE |  | FALSE |  | FALSE |  | FALSE |  | FALSE |  | FALSE |  | FALSE |  | FALSE | 0 | FALSE | 0 | FALSE | 0 | FALSE | 0 | FALSE | 0 | FALSE | 0 | FALSE | 0 | FALSE | 0 | FALSE | 0 | FALSE | 0 | FALSE | 0 | FALSE | 0 | FALSE | 0 | FALSE | 0 | FALSE | 0 | FALSE | 0 | FALSE | 0 | FALSE | 0 | FALSE | 0 | FALSE | 0 | FALSE | 0 | FALSE | 0 | FALSE | 0 | TRUE | 1400 | FALSE | 0 | FALSE | 0 | FALSE | 0 | FALSE | 0 | FALSE | 0 | FALSE | 0 | FALSE | 0 | FALSE | 0 | FALSE | 0 | FALSE | 0 | FALSE | 0 | FALSE | 0 | FALSE | 0 | FALSE | 0 | FALSE | 0 | FALSE | 0 | FALSE | 0 | FALSE | 0 | FALSE | 0 | FALSE | 0
50 |  | 0 | 2019 | FALSE |  | FALSE |  | FALSE |  | FALSE |  | FALSE |  | FALSE |  | FALSE |  | FALSE | 0 | FALSE | 0 | FALSE | 0 | FALSE | 0 | FALSE | 0 | FALSE | 0 | FALSE | 0 | FALSE | 0 | FALSE | 0 | FALSE | 0 | FALSE | 0 | FALSE | 0 | FALSE | 0 | FALSE | 0 | FALSE | 0 | FALSE | 0 | FALSE | 0 | FALSE | 0 | FALSE | 0 | FALSE | 0 | FALSE | 0 | FALSE | 0 | FALSE | 0 | TRUE | 1400 | FALSE | 0 | FALSE | 0 | FALSE | 0 | FALSE | 0 | FALSE | 0 | FALSE | 0 | FALSE | 0 | FALSE | 0 | FALSE | 0 | FALSE | 0 | FALSE | 0 | FALSE | 0 | FALSE | 0 | FALSE | 0 | FALSE | 0 | FALSE | 0 | FALSE | 0 | FALSE | 0 | FALSE | 0 | FALSE | 0
50 |  | 0 | 2018 | FALSE |  | FALSE |  | FALSE |  | FALSE |  | FALSE |  | FALSE |  | FALSE |  | FALSE | 0 | FALSE | 0 | FALSE | 0 | FALSE | 0 | FALSE | 0 | FALSE | 0 | FALSE | 0 | FALSE | 0 | FALSE | 0 | FALSE | 0 | FALSE | 0 | FALSE | 0 | FALSE | 0 | FALSE | 0 | FALSE | 0 | FALSE | 0 | FALSE | 0 | FALSE | 0 | FALSE | 0 | FALSE | 0 | FALSE | 0 | FALSE | 0 | FALSE | 0 | TRUE | 1400 | FALSE | 0 | FALSE | 0 | FALSE | 0 | FALSE | 0 | FALSE | 0 | FALSE | 0 | FALSE | 0 | FALSE | 0 | FALSE | 0 | FALSE | 0 | FALSE | 0 | FALSE | 0 | FALSE | 0 | FALSE | 0 | FALSE | 0 | FALSE | 0 | FALSE | 0 | FALSE | 0 | FALSE | 0 | FALSE | 0
50 |  | 0 | 2017 | FALSE |  | FALSE |  | FALSE |  | FALSE |  | FALSE |  | FALSE |  | FALSE | 0 | FALSE | 0 | FALSE | 0 | FALSE | 0 | FALSE | 0 | FALSE | 0 | FALSE | 0 | FALSE | 0 | FALSE | 0 | FALSE | 0 | FALSE | 0 | FALSE | 0 | FALSE | 0 | FALSE | 0 | FALSE | 0 | FALSE | 0 | FALSE | 0 | FALSE | 0 | FALSE | 0 | FALSE | 0 | FALSE | 0 | FALSE | 0 | FALSE | 0 | FALSE | 0 | TRUE | 1400 | FALSE | 0 | FALSE | 0 | FALSE | 0 | FALSE | 0 | FALSE | 0 | FALSE | 0 | FALSE | 0 | FALSE | 0 | FALSE | 0 | FALSE | 0 | FALSE | 0 | FALSE | 0 | FALSE | 0 | FALSE | 0 | FALSE | 0 | FALSE | 0 | FALSE | 0 | FALSE | 0 | FALSE | 0 | FALSE | 0
50 |  | 0 | 2016 | FALSE |  | FALSE |  | FALSE |  | FALSE |  | FALSE |  | FALSE |  | FALSE | 0 | FALSE | 0 | FALSE | 0 | FALSE | 0 | FALSE | 0 | FALSE | 0 | FALSE | 0 | FALSE | 0 | FALSE | 0 | FALSE | 0 | FALSE | 0 | FALSE | 0 | FALSE | 0 | FALSE | 0 | FALSE | 0 | FALSE | 0 | FALSE | 0 | FALSE | 0 | FALSE | 0 | FALSE | 0 | FALSE | 0 | FALSE | 0 | FALSE | 0 | FALSE | 0 | TRUE | 1400 | FALSE | 0 | FALSE | 0 | FALSE | 0 | FALSE | 0 | FALSE | 0 | FALSE | 0 | FALSE | 0 | FALSE | 0 | FALSE | 0 | FALSE | 0 | FALSE | 0 | FALSE | 0 | FALSE | 0 | FALSE | 0 | FALSE | 0 | FALSE | 0 | FALSE | 0 | FALSE | 0 | FALSE | 0 | FALSE | 0
50 |  | 0 | 2015 | FALSE |  | FALSE |  | FALSE |  | FALSE |  | FALSE |  | FALSE |  | FALSE | 0 | FALSE | 0 | FALSE | 0 | FALSE | 0 | FALSE | 0 | FALSE | 0 | FALSE | 0 | FALSE | 0 | FALSE | 0 | FALSE | 0 | FALSE | 0 | FALSE | 0 | FALSE | 0 | FALSE | 0 | FALSE | 0 | FALSE | 0 | FALSE | 0 | FALSE | 0 | FALSE | 0 | FALSE | 0 | FALSE | 0 | FALSE | 0 | FALSE | 0 | FALSE | 0 | TRUE | 1400 | FALSE | 0 | FALSE | 0 | FALSE | 0 | FALSE | 0 | FALSE | 0 | FALSE | 0 | FALSE | 0 | FALSE | 0 | FALSE | 0 | FALSE | 0 | FALSE | 0 | FALSE | 0 | FALSE | 0 | FALSE | 0 | FALSE | 0 | FALSE | 0 | FALSE | 0 | FALSE | 0 | FALSE | 0 | FALSE | 0
50 |  | 0 | 2014 | FALSE |  | FALSE |  | FALSE |  | FALSE |  | FALSE |  | FALSE |  | FALSE | 0 | FALSE | 0 | FALSE | 0 | FALSE | 0 | FALSE | 0 | FALSE | 0 | FALSE | 0 | FALSE | 0 | FALSE | 0 | FALSE | 0 | FALSE | 0 | FALSE | 0 | FALSE | 0 | FALSE | 0 | FALSE | 0 | FALSE | 0 | FALSE | 0 | FALSE | 0 | FALSE | 0 | FALSE | 0 | FALSE | 0 | FALSE | 0 | FALSE | 0 | FALSE | 0 | TRUE | 1400 | FALSE | 0 | FALSE | 0 | FALSE | 0 | FALSE | 0 | FALSE | 0 | FALSE | 0 | FALSE | 0 | FALSE | 0 | FALSE | 0 | FALSE | 0 | FALSE | 0 | FALSE | 0 | FALSE | 0 | FALSE | 0 | FALSE | 0 | FALSE | 0 | FALSE | 0 | FALSE | 0 | FALSE | 0 | FALSE | 0
50 |  | 0 | 2013 | FALSE |  | FALSE |  | FALSE |  | FALSE |  | FALSE |  | FALSE |  | FALSE | 0 | FALSE | 0 | FALSE | 0 | FALSE | 0 | FALSE | 0 | FALSE | 0 | FALSE | 0 | FALSE | 0 | FALSE | 0 | FALSE | 0 | FALSE | 0 | FALSE | 0 | FALSE | 0 | FALSE | 0 | FALSE | 0 | FALSE | 0 | FALSE | 0 | FALSE | 0 | FALSE | 0 | FALSE | 0 | FALSE | 0 | FALSE | 0 | FALSE | 0 | FALSE | 0 | TRUE | 1400 | FALSE | 0 | FALSE | 0 | FALSE | 0 | FALSE | 0 | FALSE | 0 | FALSE | 0 | FALSE | 0 | FALSE | 0 | FALSE | 0 | FALSE | 0 | FALSE | 0 | FALSE | 0 | FALSE | 0 | FALSE | 0 | FALSE | 0 | FALSE | 0 | FALSE | 0 | FALSE | 0 | FALSE | 0 | FALSE | 0
50 |  | 0 | 2012 | FALSE |  | FALSE |  | FALSE |  | FALSE |  | FALSE |  | FALSE |  | FALSE | 0 | FALSE | 0 | FALSE | 0 | FALSE | 0 | FALSE | 0 | FALSE | 0 | FALSE | 0 | FALSE | 0 | FALSE | 0 | FALSE | 0 | FALSE | 0 | FALSE | 0 | FALSE | 0 | FALSE | 0 | FALSE | 0 | FALSE | 0 | FALSE | 0 | FALSE | 0 | FALSE | 0 | FALSE | 0 | FALSE | 0 | FALSE | 0 | FALSE | 0 | FALSE | 0 | TRUE | 1400 | FALSE | 0 | FALSE | 0 | FALSE | 0 | FALSE | 0 | FALSE | 0 | FALSE | 0 | FALSE | 0 | FALSE | 0 | FALSE | 0 | FALSE | 0 | FALSE | 0 | FALSE | 0 | FALSE | 0 | FALSE | 0 | FALSE | 0 | FALSE | 0 | FALSE | 0 | FALSE | 0 | FALSE | 0 | FALSE | 0
50 |  | 0 | 2011 | FALSE |  | FALSE |  | FALSE |  | FALSE |  | FALSE |  | FALSE |  | FALSE | 0 | FALSE | 0 | FALSE | 0 | FALSE | 0 | FALSE | 0 | FALSE | 0 | FALSE | 0 | FALSE | 0 | FALSE | 0 | FALSE | 0 | FALSE | 0 | FALSE | 0 | FALSE | 0 | FALSE | 0 | FALSE | 0 | FALSE | 0 | FALSE | 0 | FALSE | 0 | FALSE | 0 | FALSE | 0 | FALSE | 0 | FALSE | 0 | FALSE | 0 | FALSE | 0 | TRUE | 1400 | FALSE | 0 | FALSE | 0 | FALSE | 0 | FALSE | 0 | FALSE | 0 | FALSE | 0 | FALSE | 0 | FALSE | 0 | FALSE | 0 | FALSE | 0 | FALSE | 0 | FALSE | 0 | FALSE | 0 | FALSE | 0 | FALSE | 0 | FALSE | 0 | FALSE | 0 | FALSE | 0 | FALSE | 0 | FALSE | 0
50 |  | 0 | 2010 | FALSE |  | FALSE |  | FALSE |  | FALSE |  | FALSE |  | FALSE |  | FALSE | 0 | FALSE | 0 | FALSE | 0 | FALSE | 0 | FALSE | 0 | FALSE | 0 | FALSE | 0 | FALSE | 0 | FALSE | 0 | FALSE | 0 | FALSE | 0 | FALSE | 0 | FALSE | 0 | FALSE | 0 | FALSE | 0 | FALSE | 0 | FALSE | 0 | FALSE | 0 | FALSE | 0 | FALSE | 0 | FALSE | 0 | FALSE | 0 | FALSE | 0 | FALSE | 0 | TRUE | 1400 | FALSE | 0 | FALSE | 0 | FALSE | 0 | FALSE | 0 | FALSE | 0 | FALSE | 0 | FALSE | 0 | FALSE | 0 | FALSE | 0 | FALSE | 0 | FALSE | 0 | FALSE | 0 | FALSE | 0 | FALSE | 0 | FALSE | 0 | FALSE | 0 | FALSE | 0 | FALSE | 0 | FALSE | 0 | FALSE | 0
50 |  | 0 | 2009 | FALSE |  | FALSE |  | FALSE |  | FALSE |  | FALSE |  | FALSE |  | FALSE | 0 | FALSE | 0 | FALSE | 0 | FALSE | 0 | FALSE | 0 | FALSE | 0 | FALSE | 0 | FALSE | 0 | FALSE | 0 | FALSE | 0 | FALSE | 0 | FALSE | 0 | FALSE | 0 | FALSE | 0 | FALSE | 0 | FALSE | 0 | FALSE | 0 | FALSE | 0 | FALSE | 0 | FALSE | 0 | FALSE | 0 | FALSE | 0 | FALSE | 0 | FALSE | 0 | TRUE | 1400 | FALSE | 0 | FALSE | 0 | FALSE | 0 | FALSE | 0 | FALSE | 0 | FALSE | 0 | FALSE | 0 | FALSE | 0 | FALSE | 0 | FALSE | 0 | FALSE | 0 | FALSE | 0 | FALSE | 0 | FALSE | 0 | FALSE | 0 | FALSE | 0 | FALSE | 0 | FALSE | 0 | FALSE | 0 | FALSE | 0
50 |  | 0 | 2008 | FALSE |  | FALSE |  | FALSE |  | FALSE |  | FALSE |  | FALSE |  | FALSE | 0 | FALSE | 0 | FALSE | 0 | FALSE | 0 | FALSE | 0 | FALSE | 0 | FALSE | 0 | FALSE | 0 | FALSE | 0 | FALSE | 0 | FALSE | 0 | FALSE | 0 | FALSE | 0 | FALSE | 0 | FALSE | 0 | FALSE | 0 | FALSE | 0 | FALSE | 0 | FALSE | 0 | FALSE | 0 | FALSE | 0 | FALSE | 0 | FALSE | 0 | FALSE | 0 | TRUE | 1400 | FALSE | 0 | FALSE | 0 | FALSE | 0 | FALSE | 0 | FALSE | 0 | FALSE | 0 | FALSE | 0 | FALSE | 0 | FALSE | 0 | FALSE | 0 | FALSE | 0 | FALSE | 0 | FALSE | 0 | FALSE | 0 | FALSE | 0 | FALSE | 0 | FALSE | 0 | FALSE | 0 | FALSE | 0 | FALSE | 0
50 |  | 0 | 2007 | FALSE |  | FALSE |  | FALSE |  | FALSE |  | FALSE |  | FALSE |  | FALSE | 0 | FALSE | 0 | FALSE | 0 | FALSE | 0 | FALSE | 0 | FALSE | 0 | FALSE | 0 | FALSE | 0 | FALSE | 0 | FALSE | 0 | FALSE | 0 | FALSE | 0 | FALSE | 0 | FALSE | 0 | FALSE | 0 | FALSE | 0 | FALSE | 0 | FALSE | 0 | FALSE | 0 | FALSE | 0 | FALSE | 0 | FALSE | 0 | FALSE | 0 | FALSE | 0 | TRUE | 1400 | FALSE | 0 | FALSE | 0 | FALSE | 0 | FALSE | 0 | FALSE | 0 | FALSE | 0 | FALSE | 0 | FALSE | 0 | FALSE | 0 | FALSE | 0 | FALSE | 0 | FALSE | 0 | FALSE | 0 | FALSE | 0 | FALSE | 0 | FALSE | 0 | FALSE | 0 | FALSE | 0 | FALSE | 0 | FALSE | 0
50 |  | 0 | 2006 | FALSE |  | FALSE |  | FALSE |  | FALSE |  | FALSE |  | FALSE |  | FALSE | 0 | FALSE | 0 | FALSE | 0 | FALSE | 0 | FALSE | 0 | FALSE | 0 | FALSE | 0 | FALSE | 0 | FALSE | 0 | FALSE | 0 | FALSE | 0 | FALSE | 0 | FALSE | 0 | FALSE | 0 | FALSE | 0 | FALSE | 0 | FALSE | 0 | FALSE | 0 | FALSE | 0 | FALSE | 0 | FALSE | 0 | FALSE | 0 | FALSE | 0 | FALSE | 0 | TRUE | 1400 | FALSE | 0 | FALSE | 0 | FALSE | 0 | FALSE | 0 | FALSE | 0 | FALSE | 0 | FALSE | 0 | FALSE | 0 | FALSE | 0 | FALSE | 0 | FALSE | 0 | FALSE | 0 | FALSE | 0 | FALSE | 0 | FALSE | 0 | FALSE | 0 | FALSE | 0 | FALSE | 0 | FALSE | 0 | FALSE | 0
50 |  | 0 | 2005 | FALSE |  | FALSE |  | FALSE |  | FALSE |  | FALSE |  | FALSE |  | FALSE | 0 | FALSE | 0 | FALSE | 0 | FALSE | 0 | FALSE | 0 | FALSE | 0 | FALSE | 0 | FALSE | 0 | FALSE | 0 | FALSE | 0 | FALSE | 0 | FALSE | 0 | FALSE | 0 | FALSE | 0 | FALSE | 0 | FALSE | 0 | FALSE | 0 | FALSE | 0 | FALSE | 0 | FALSE | 0 | FALSE | 0 | FALSE | 0 | FALSE | 0 | FALSE | 0 | TRUE | 1400 | FALSE | 0 | FALSE | 0 | FALSE | 0 | FALSE | 0 | FALSE | 0 | FALSE | 0 | FALSE | 0 | FALSE | 0 | FALSE | 0 | FALSE | 0 | FALSE | 0 | FALSE | 0 | FALSE | 0 | FALSE | 0 | FALSE | 0 | FALSE | 0 | FALSE | 0 | FALSE | 0 | FALSE | 0 | FALSE | 0
50 |  | 0 | 2004 | FALSE |  | FALSE |  | FALSE |  | FALSE |  | FALSE |  | FALSE |  | FALSE | 0 | FALSE | 0 | FALSE | 0 | FALSE | 0 | FALSE | 0 | FALSE | 0 | FALSE | 0 | FALSE | 0 | FALSE | 0 | FALSE | 0 | FALSE | 0 | FALSE | 0 | FALSE | 0 | FALSE | 0 | FALSE | 0 | FALSE | 0 | FALSE | 0 | FALSE | 0 | FALSE | 0 | FALSE | 0 | FALSE | 0 | FALSE | 0 | FALSE | 0 | FALSE | 0 | TRUE | 1400 | FALSE | 0 | FALSE | 0 | FALSE | 0 | FALSE | 0 | FALSE | 0 | FALSE | 0 | FALSE | 0 | FALSE | 0 | FALSE | 0 | FALSE | 0 | FALSE | 0 | FALSE | 0 | FALSE | 0 | FALSE | 0 | FALSE | 0 | FALSE | 0 | FALSE | 0 | FALSE | 0 | FALSE | 0 | FALSE | 0
50 |  | 0 | 2003 | FALSE |  | FALSE |  | FALSE |  | FALSE |  | FALSE |  | FALSE |  | FALSE | 0 | FALSE | 0 | FALSE | 0 | FALSE | 0 | FALSE | 0 | FALSE | 0 | FALSE | 0 | FALSE | 0 | FALSE | 0 | FALSE | 0 | FALSE | 0 | FALSE | 0 | FALSE | 0 | FALSE | 0 | FALSE | 0 | FALSE | 0 | FALSE | 0 | FALSE | 0 | FALSE | 0 | FALSE | 0 | FALSE | 0 | FALSE | 0 | FALSE | 0 | FALSE | 0 | TRUE | 1400 | FALSE | 0 | FALSE | 0 | FALSE | 0 | FALSE | 0 | FALSE | 0 | FALSE | 0 | FALSE | 0 | FALSE | 0 | FALSE | 0 | FALSE | 0 | FALSE | 0 | FALSE | 0 | FALSE | 0 | FALSE | 0 | FALSE | 0 | FALSE | 0 | FALSE | 0 | FALSE | 0 | FALSE | 0 | FALSE | 0
50 |  | 0 | 2002 | FALSE |  | FALSE |  | FALSE |  | FALSE |  | FALSE |  | FALSE |  | FALSE | 0 | FALSE | 0 | FALSE | 0 | FALSE | 0 | FALSE | 0 | FALSE | 0 | FALSE | 0 | FALSE | 0 | FALSE | 0 | FALSE | 0 | FALSE | 0 | FALSE | 0 | FALSE | 0 | FALSE | 0 | FALSE | 0 | FALSE | 0 | FALSE | 0 | FALSE | 0 | FALSE | 0 | FALSE | 0 | FALSE | 0 | FALSE | 0 | FALSE | 0 | FALSE | 0 | TRUE | 1400 | FALSE | 0 | FALSE | 0 | FALSE | 0 | FALSE | 0 | FALSE | 0 | FALSE | 0 | FALSE | 0 | FALSE | 0 | FALSE | 0 | FALSE | 0 | FALSE | 0 | FALSE | 0 | FALSE | 0 | FALSE | 0 | FALSE | 0 | FALSE | 0 | FALSE | 0 | FALSE | 0 | FALSE | 0 | FALSE | 0
50 |  | 0 | 2001 | FALSE |  | FALSE |  | FALSE |  | FALSE |  | FALSE |  | FALSE |  | FALSE | 0 | FALSE | 0 | FALSE | 0 | FALSE | 0 | FALSE | 0 | FALSE | 0 | FALSE | 0 | FALSE | 0 | FALSE | 0 | FALSE | 0 | FALSE | 0 | FALSE | 0 | FALSE | 0 | FALSE | 0 | FALSE | 0 | FALSE | 0 | FALSE | 0 | FALSE | 0 | FALSE | 0 | FALSE | 0 | FALSE | 0 | FALSE | 0 | FALSE | 0 | FALSE | 0 | TRUE | 1400 | FALSE | 0 | FALSE | 0 | FALSE | 0 | FALSE | 0 | FALSE | 0 | FALSE | 0 | FALSE | 0 | FALSE | 0 | FALSE | 0 | FALSE | 0 | FALSE | 0 | FALSE | 0 | FALSE | 0 | FALSE | 0 | FALSE | 0 | FALSE | 0 | FALSE | 0 | FALSE | 0 | FALSE | 0 | FALSE | 0
50 |  | 0 | 2000 | FALSE |  | FALSE |  | FALSE |  | FALSE |  | FALSE |  | FALSE |  | FALSE | 0 | FALSE | 0 | FALSE | 0 | FALSE | 0 | FALSE | 0 | FALSE | 0 | FALSE | 0 | FALSE | 0 | FALSE | 0 | FALSE | 0 | FALSE | 0 | FALSE | 0 | FALSE | 0 | FALSE | 0 | FALSE | 0 | FALSE | 0 | FALSE | 0 | FALSE | 0 | FALSE | 0 | FALSE | 0 | FALSE | 0 | FALSE | 0 | FALSE | 0 | FALSE | 0 | TRUE | 1200 | FALSE | 0 | FALSE | 0 | FALSE | 0 | FALSE | 0 | FALSE | 0 | FALSE | 0 | FALSE | 0 | FALSE | 0 | FALSE | 0 | FALSE | 0 | FALSE | 0 | FALSE | 0 | FALSE | 0 | FALSE | 0 | FALSE | 0 | FALSE | 0 | FALSE | 0 | FALSE | 0 | FALSE | 0 | FALSE | 0
50 |  | 0 | 1999 | FALSE |  | FALSE |  | FALSE |  | FALSE |  | FALSE |  | FALSE |  | FALSE | 0 | FALSE | 0 | FALSE | 0 | FALSE | 0 | FALSE | 0 | FALSE | 0 | FALSE | 0 | FALSE | 0 | FALSE | 0 | FALSE | 0 | FALSE | 0 | FALSE | 0 | FALSE | 0 | FALSE | 0 | FALSE | 0 | FALSE | 0 | FALSE | 0 | FALSE | 0 | FALSE | 0 | FALSE | 0 | FALSE | 0 | FALSE | 0 | FALSE | 0 | FALSE | 0 | TRUE | 1200 | FALSE | 0 | FALSE | 0 | FALSE | 0 | FALSE | 0 | FALSE | 0 | FALSE | 0 | FALSE | 0 | FALSE | 0 | FALSE | 0 | FALSE | 0 | FALSE | 0 | FALSE | 0 | FALSE | 0 | FALSE | 0 | FALSE | 0 | FALSE | 0 | FALSE | 0 | FALSE | 0 | FALSE | 0 | FALSE | 0
50 |  | 0 | 1998 | FALSE |  | FALSE |  | FALSE |  | FALSE |  | FALSE |  | FALSE |  | FALSE | 0 | FALSE | 0 | FALSE | 0 | FALSE | 0 | FALSE | 0 | FALSE | 0 | FALSE | 0 | FALSE | 0 | FALSE | 0 | FALSE | 0 | FALSE | 0 | FALSE | 0 | FALSE | 0 | FALSE | 0 | FALSE | 0 | FALSE | 0 | FALSE | 0 | FALSE | 0 | FALSE | 0 | FALSE | 0 | FALSE | 0 | FALSE | 0 | FALSE | 0 | FALSE | 0 | TRUE | 1200 | FALSE | 0 | FALSE | 0 | FALSE | 0 | FALSE | 0 | FALSE | 0 | FALSE | 0 | FALSE | 0 | FALSE | 0 | FALSE | 0 | FALSE | 0 | FALSE | 0 | FALSE | 0 | FALSE | 0 | FALSE | 0 | FALSE | 0 | FALSE | 0 | FALSE | 0 | FALSE | 0 | FALSE | 0 | FALSE | 0
50 |  | 0 | 1997 | FALSE |  | FALSE |  | FALSE |  | FALSE |  | FALSE |  | FALSE |  | FALSE | 0 | FALSE | 0 | FALSE | 0 | FALSE | 0 | FALSE | 0 | FALSE | 0 | FALSE | 0 | FALSE | 0 | FALSE | 0 | FALSE | 0 | FALSE | 0 | FALSE | 0 | FALSE | 0 | FALSE | 0 | FALSE | 0 | FALSE | 0 | FALSE | 0 | FALSE | 0 | FALSE | 0 | FALSE | 0 | FALSE | 0 | FALSE | 0 | FALSE | 0 | FALSE | 0 | TRUE | 1200 | FALSE | 0 | FALSE | 0 | FALSE | 0 | FALSE | 0 | FALSE | 0 | FALSE | 0 | FALSE | 0 | FALSE | 0 | FALSE | 0 | FALSE | 0 | FALSE | 0 | FALSE | 0 | FALSE | 0 | FALSE | 0 | FALSE | 0 | FALSE | 0 | FALSE | 0 | FALSE | 0 | FALSE | 0 | FALSE | 0
50 |  | 0 | 1996 | FALSE |  | FALSE |  | FALSE |  | FALSE |  | FALSE |  | FALSE |  | FALSE | 0 | FALSE | 0 | FALSE | 0 | FALSE | 0 | FALSE | 0 | FALSE | 0 | FALSE | 0 | FALSE | 0 | FALSE | 0 | FALSE | 0 | FALSE | 0 | FALSE | 0 | FALSE | 0 | FALSE | 0 | FALSE | 0 | FALSE | 0 | FALSE | 0 | FALSE | 0 | FALSE | 0 | FALSE | 0 | FALSE | 0 | FALSE | 0 | FALSE | 0 | FALSE | 0 | TRUE | 1200 | FALSE | 0 | FALSE | 0 | FALSE | 0 | FALSE | 0 | FALSE | 0 | FALSE | 0 | FALSE | 0 | FALSE | 0 | FALSE | 0 | FALSE | 0 | FALSE | 0 | FALSE | 0 | FALSE | 0 | FALSE | 0 | FALSE | 0 | FALSE | 0 | FALSE | 0 | FALSE | 0 | FALSE | 0 | FALSE | 0
50 |  | 0 | 1995 | FALSE |  | FALSE |  | FALSE |  | FALSE |  | FALSE |  | FALSE |  | FALSE | 0 | FALSE | 0 | FALSE | 0 | FALSE | 0 | FALSE | 0 | FALSE | 0 | FALSE | 0 | FALSE | 0 | FALSE | 0 | FALSE | 0 | FALSE | 0 | FALSE | 0 | FALSE | 0 | FALSE | 0 | FALSE | 0 | FALSE | 0 | FALSE | 0 | FALSE | 0 | FALSE | 0 | FALSE | 0 | FALSE | 0 | FALSE | 0 | FALSE | 0 | FALSE | 0 | TRUE | 1200 | FALSE | 0 | FALSE | 0 | FALSE | 0 | FALSE | 0 | FALSE | 0 | FALSE | 0 | FALSE | 0 | FALSE | 0 | FALSE | 0 | FALSE | 0 | FALSE | 0 | FALSE | 0 | FALSE | 0 | FALSE | 0 | FALSE | 0 | FALSE | 0 | FALSE | 0 | FALSE | 0 | FALSE | 0 | FALSE | 0
50 |  | 0 | 1994 | FALSE |  | FALSE |  | FALSE |  | FALSE |  | FALSE |  | FALSE |  | FALSE | 0 | FALSE | 0 | FALSE | 0 | FALSE | 0 | FALSE | 0 | FALSE | 0 | FALSE | 0 | FALSE | 0 | FALSE | 0 | FALSE | 0 | FALSE | 0 | FALSE | 0 | FALSE | 0 | FALSE | 0 | FALSE | 0 | FALSE | 0 | FALSE | 0 | FALSE | 0 | FALSE | 0 | FALSE | 0 | FALSE | 0 | FALSE | 0 | FALSE | 0 | FALSE | 0 | TRUE | 1200 | FALSE | 0 | FALSE | 0 | FALSE | 0 | FALSE | 0 | FALSE | 0 | FALSE | 0 | FALSE | 0 | FALSE | 0 | FALSE | 0 | FALSE | 0 | FALSE | 0 | FALSE | 0 | FALSE | 0 | FALSE | 0 | FALSE | 0 | FALSE | 0 | FALSE | 0 | FALSE | 0 | FALSE | 0 | FALSE | 0
50 |  | 0 | 1993 | FALSE |  | FALSE |  | FALSE |  | FALSE |  | FALSE |  | FALSE |  | FALSE | 0 | FALSE | 0 | FALSE | 0 | FALSE | 0 | FALSE | 0 | FALSE | 0 | FALSE | 0 | FALSE | 0 | FALSE | 0 | FALSE | 0 | FALSE | 0 | FALSE | 0 | FALSE | 0 | FALSE | 0 | FALSE | 0 | FALSE | 0 | FALSE | 0 | FALSE | 0 | FALSE | 0 | FALSE | 0 | FALSE | 0 | FALSE | 0 | FALSE | 0 | FALSE | 0 | TRUE | 1200 | FALSE | 0 | FALSE | 0 | FALSE | 0 | FALSE | 0 | FALSE | 0 | FALSE | 0 | FALSE | 0 | FALSE | 0 | FALSE | 0 | FALSE | 0 | FALSE | 0 | FALSE | 0 | FALSE | 0 | FALSE | 0 | FALSE | 0 | FALSE | 0 | FALSE | 0 | FALSE | 0 | FALSE | 0 | FALSE | 0
50 |  | 0 | 1992 | FALSE |  | FALSE |  | FALSE |  | FALSE |  | FALSE |  | FALSE |  | FALSE | 0 | FALSE | 0 | FALSE | 0 | FALSE | 0 | FALSE | 0 | FALSE | 0 | FALSE | 0 | FALSE | 0 | FALSE | 0 | FALSE | 0 | FALSE | 0 | FALSE | 0 | FALSE | 0 | FALSE | 0 | FALSE | 0 | FALSE | 0 | FALSE | 0 | FALSE | 0 | FALSE | 0 | FALSE | 0 | FALSE | 0 | FALSE | 0 | FALSE | 0 | FALSE | 0 | TRUE | 1200 | FALSE | 0 | FALSE | 0 | FALSE | 0 | FALSE | 0 | FALSE | 0 | FALSE | 0 | FALSE | 0 | FALSE | 0 | FALSE | 0 | FALSE | 0 | FALSE | 0 | FALSE | 0 | FALSE | 0 | FALSE | 0 | FALSE | 0 | FALSE | 0 | FALSE | 0 | FALSE | 0 | FALSE | 0 | FALSE | 0
50 |  | 0 | 1991 | FALSE |  | FALSE |  | FALSE |  | FALSE |  | FALSE |  | FALSE |  | FALSE | 0 | FALSE | 0 | FALSE | 0 | FALSE | 0 | FALSE | 0 | FALSE | 0 | FALSE | 0 | FALSE | 0 | FALSE | 0 | FALSE | 0 | FALSE | 0 | FALSE | 0 | FALSE | 0 | FALSE | 0 | FALSE | 0 | FALSE | 0 | FALSE | 0 | FALSE | 0 | FALSE | 0 | FALSE | 0 | FALSE | 0 | FALSE | 0 | FALSE | 0 | FALSE | 0 | TRUE | 1200 | FALSE | 0 | FALSE | 0 | FALSE | 0 | FALSE | 0 | FALSE | 0 | FALSE | 0 | FALSE | 0 | FALSE | 0 | FALSE | 0 | FALSE | 0 | FALSE | 0 | FALSE | 0 | FALSE | 0 | FALSE | 0 | FALSE | 0 | FALSE | 0 | FALSE | 0 | FALSE | 0 | FALSE | 0 | FALSE | 0
50 |  | 0 | 1990 | FALSE |  | FALSE |  | FALSE |  | FALSE |  | FALSE |  | FALSE |  | FALSE | 0 | FALSE | 0 | FALSE | 0 | FALSE | 0 | FALSE | 0 | FALSE | 0 | FALSE | 0 | FALSE | 0 | FALSE | 0 | FALSE | 0 | FALSE | 0 | FALSE | 0 | FALSE | 0 | FALSE | 0 | FALSE | 0 | FALSE | 0 | FALSE | 0 | FALSE | 0 | FALSE | 0 | FALSE | 0 | FALSE | 0 | FALSE | 0 | FALSE | 0 | FALSE | 0 | TRUE | 1200 | FALSE | 0 | FALSE | 0 | FALSE | 0 | FALSE | 0 | FALSE | 0 | FALSE | 0 | FALSE | 0 | FALSE | 0 | FALSE | 0 | FALSE | 0 | FALSE | 0 | FALSE | 0 | FALSE | 0 | FALSE | 0 | FALSE | 0 | FALSE | 0 | FALSE | 0 | FALSE | 0 | FALSE | 0 | FALSE | 0
50 |  | 0 | 1989 | FALSE |  | FALSE |  | FALSE |  | FALSE |  | FALSE |  | FALSE |  | FALSE | 0 | FALSE | 0 | FALSE | 0 | FALSE | 0 | FALSE | 0 | FALSE | 0 | FALSE | 0 | FALSE | 0 | FALSE | 0 | FALSE | 0 | FALSE | 0 | FALSE | 0 | FALSE | 0 | FALSE | 0 | FALSE | 0 | FALSE | 0 | FALSE | 0 | FALSE | 0 | FALSE | 0 | FALSE | 0 | FALSE | 0 | FALSE | 0 | FALSE | 0 | FALSE | 0 | TRUE | 1200 | FALSE | 0 | FALSE | 0 | FALSE | 0 | FALSE | 0 | FALSE | 0 | FALSE | 0 | FALSE | 0 | FALSE | 0 | FALSE | 0 | FALSE | 0 | FALSE | 0 | FALSE | 0 | FALSE | 0 | FALSE | 0 | FALSE | 0 | FALSE | 0 | FALSE | 0 | FALSE | 0 | FALSE | 0 | FALSE | 0
50 |  | 0 | 1988 | FALSE |  | FALSE |  | FALSE |  | FALSE |  | FALSE |  | FALSE |  | FALSE | 0 | FALSE | 0 | FALSE | 0 | FALSE | 0 | FALSE | 0 | FALSE | 0 | FALSE | 0 | FALSE | 0 | FALSE | 0 | FALSE | 0 | FALSE | 0 | FALSE | 0 | FALSE | 0 | FALSE | 0 | FALSE | 0 | FALSE | 0 | FALSE | 0 | FALSE | 0 | FALSE | 0 | FALSE | 0 | FALSE | 0 | FALSE | 0 | FALSE | 0 | FALSE | 0 | TRUE | 1200 | FALSE | 0 | FALSE | 0 | FALSE | 0 | FALSE | 0 | FALSE | 0 | FALSE | 0 | FALSE | 0 | FALSE | 0 | FALSE | 0 | FALSE | 0 | FALSE | 0 | FALSE | 0 | FALSE | 0 | FALSE | 0 | FALSE | 0 | FALSE | 0 | FALSE | 0 | FALSE | 0 | FALSE | 0 | FALSE | 0
50 |  | 0 | 1987 | FALSE |  | FALSE |  | FALSE |  | FALSE |  | FALSE |  | FALSE |  | FALSE | 0 | FALSE | 0 | FALSE | 0 | FALSE | 0 | FALSE | 0 | FALSE | 0 | FALSE | 0 | FALSE | 0 | FALSE | 0 | FALSE | 0 | FALSE | 0 | FALSE | 0 | FALSE | 0 | FALSE | 0 | FALSE | 0 | FALSE | 0 | FALSE | 0 | FALSE | 0 | FALSE | 0 | FALSE | 0 | FALSE | 0 | FALSE | 0 | FALSE | 0 | FALSE | 0 | TRUE | 1200 | FALSE | 0 | FALSE | 0 | FALSE | 0 | FALSE | 0 | FALSE | 0 | FALSE | 0 | FALSE | 0 | FALSE | 0 | FALSE | 0 | FALSE | 0 | FALSE | 0 | FALSE | 0 | FALSE | 0 | FALSE | 0 | FALSE | 0 | FALSE | 0 | FALSE | 0 | FALSE | 0 | FALSE | 0 | FALSE | 0
50 |  | 0 | 1986 | FALSE |  | FALSE |  | FALSE |  | FALSE |  | FALSE |  | FALSE |  | FALSE | 0 | FALSE | 0 | FALSE | 0 | FALSE | 0 | FALSE | 0 | FALSE | 0 | FALSE | 0 | FALSE | 0 | FALSE | 0 | FALSE | 0 | FALSE | 0 | FALSE | 0 | FALSE | 0 | FALSE | 0 | FALSE | 0 | FALSE | 0 | FALSE | 0 | FALSE | 0 | FALSE | 0 | FALSE | 0 | FALSE | 0 | FALSE | 0 | FALSE | 0 | FALSE | 0 | TRUE | 1200 | FALSE | 0 | FALSE | 0 | FALSE | 0 | FALSE | 0 | FALSE | 0 | FALSE | 0 | FALSE | 0 | FALSE | 0 | FALSE | 0 | FALSE | 0 | FALSE | 0 | FALSE | 0 | FALSE | 0 | FALSE | 0 | FALSE | 0 | FALSE | 0 | FALSE | 0 | FALSE | 0 | FALSE | 0 | FALSE | 0
50 |  | 0 | 1985 | FALSE |  | FALSE |  | FALSE |  | FALSE |  | FALSE |  | FALSE |  | FALSE | 0 | FALSE | 0 | FALSE | 0 | FALSE | 0 | FALSE | 0 | FALSE | 0 | FALSE | 0 | FALSE | 0 | FALSE | 0 | FALSE | 0 | FALSE | 0 | FALSE | 0 | FALSE | 0 | FALSE | 0 | FALSE | 0 | FALSE | 0 | FALSE | 0 | FALSE | 0 | FALSE | 0 | FALSE | 0 | FALSE | 0 | FALSE | 0 | FALSE | 0 | FALSE | 0 | TRUE | 1200 | FALSE | 0 | FALSE | 0 | FALSE | 0 | FALSE | 0 | FALSE | 0 | FALSE | 0 | FALSE | 0 | FALSE | 0 | FALSE | 0 | FALSE | 0 | FALSE | 0 | FALSE | 0 | FALSE | 0 | FALSE | 0 | FALSE | 0 | FALSE | 0 | FALSE | 0 | FALSE | 0 | FALSE | 0 | FALSE | 0
50 |  | 0 | 1984 | FALSE |  | FALSE |  | FALSE |  | FALSE |  | FALSE |  | FALSE |  | FALSE | 0 | FALSE | 0 | FALSE | 0 | FALSE | 0 | FALSE | 0 | FALSE | 0 | FALSE | 0 | FALSE | 0 | FALSE | 0 | FALSE | 0 | FALSE | 0 | FALSE | 0 | FALSE | 0 | FALSE | 0 | FALSE | 0 | FALSE | 0 | FALSE | 0 | FALSE | 0 | FALSE | 0 | FALSE | 0 | FALSE | 0 | FALSE | 0 | FALSE | 0 | FALSE | 0 | TRUE | 1200 | FALSE | 0 | FALSE | 0 | FALSE | 0 | FALSE | 0 | FALSE | 0 | FALSE | 0 | FALSE | 0 | FALSE | 0 | FALSE | 0 | FALSE | 0 | FALSE | 0 | FALSE | 0 | FALSE | 0 | FALSE | 0 | FALSE | 0 | FALSE | 0 | FALSE | 0 | FALSE | 0 | FALSE | 0 | FALSE | 0
50 |  | 0 | 1983 | FALSE |  | FALSE |  | FALSE |  | FALSE |  | FALSE |  | FALSE |  | FALSE | 0 | FALSE | 0 | FALSE | 0 | FALSE | 0 | FALSE | 0 | FALSE | 0 | FALSE | 0 | FALSE | 0 | FALSE | 0 | FALSE | 0 | FALSE | 0 | FALSE | 0 | FALSE | 0 | FALSE | 0 | FALSE | 0 | FALSE | 0 | FALSE | 0 | FALSE | 0 | FALSE | 0 | FALSE | 0 | FALSE | 0 | FALSE | 0 | FALSE | 0 | FALSE | 0 | TRUE | 900 | FALSE | 0 | FALSE | 0 | FALSE | 0 | FALSE | 0 | FALSE | 0 | FALSE | 0 | FALSE | 0 | FALSE | 0 | FALSE | 0 | FALSE | 0 | FALSE | 0 | FALSE | 0 | FALSE | 0 | FALSE | 0 | FALSE | 0 | FALSE | 0 | FALSE | 0 | FALSE | 0 | FALSE | 0 | FALSE | 0
50 |  | 0 | 1982 | FALSE |  | FALSE |  | FALSE |  | FALSE |  | FALSE |  | FALSE |  | FALSE | 0 | FALSE | 0 | FALSE | 0 | FALSE | 0 | FALSE | 0 | FALSE | 0 | FALSE | 0 | FALSE | 0 | FALSE | 0 | FALSE | 0 | FALSE | 0 | FALSE | 0 | FALSE | 0 | FALSE | 0 | FALSE | 0 | FALSE | 0 | FALSE | 0 | FALSE | 0 | FALSE | 0 | FALSE | 0 | FALSE | 0 | FALSE | 0 | FALSE | 0 | FALSE | 0 | TRUE | 900 | FALSE | 0 | FALSE | 0 | FALSE | 0 | FALSE | 0 | FALSE | 0 | FALSE | 0 | FALSE | 0 | FALSE | 0 | FALSE | 0 | FALSE | 0 | FALSE | 0 | FALSE | 0 | FALSE | 0 | FALSE | 0 | FALSE | 0 | FALSE | 0 | FALSE | 0 | FALSE | 0 | FALSE | 0 | FALSE | 0
50 |  | 0 | 1981 | FALSE |  | FALSE |  | FALSE |  | FALSE |  | FALSE |  | FALSE |  | FALSE | 0 | FALSE | 0 | FALSE | 0 | FALSE | 0 | FALSE | 0 | FALSE | 0 | FALSE | 0 | FALSE | 0 | FALSE | 0 | FALSE | 0 | FALSE | 0 | FALSE | 0 | FALSE | 0 | FALSE | 0 | FALSE | 0 | FALSE | 0 | FALSE | 0 | FALSE | 0 | FALSE | 0 | FALSE | 0 | FALSE | 0 | FALSE | 0 | FALSE | 0 | FALSE | 0 | TRUE | 900 | FALSE | 0 | FALSE | 0 | FALSE | 0 | FALSE | 0 | FALSE | 0 | FALSE | 0 | FALSE | 0 | FALSE | 0 | FALSE | 0 | FALSE | 0 | FALSE | 0 | FALSE | 0 | FALSE | 0 | FALSE | 0 | FALSE | 0 | FALSE | 0 | FALSE | 0 | FALSE | 0 | FALSE | 0 | FALSE | 0
50 |  | 0 | 1980 | FALSE |  | FALSE |  | FALSE |  | FALSE |  | FALSE |  | FALSE |  | FALSE | 0 | FALSE | 0 | FALSE | 0 | FALSE | 0 | FALSE | 0 | FALSE | 0 | FALSE | 0 | FALSE | 0 | FALSE | 0 | FALSE | 0 | FALSE | 0 | FALSE | 0 | FALSE | 0 | FALSE | 0 | FALSE | 0 | FALSE | 0 | FALSE | 0 | FALSE | 0 | FALSE | 0 | FALSE | 0 | FALSE | 0 | FALSE | 0 | FALSE | 0 | FALSE | 0 | TRUE | 900 | FALSE | 0 | FALSE | 0 | FALSE | 0 | FALSE | 0 | FALSE | 0 | FALSE | 0 | FALSE | 0 | FALSE | 0 | FALSE | 0 | FALSE | 0 | FALSE | 0 | FALSE | 0 | FALSE | 0 | FALSE | 0 | FALSE | 0 | FALSE | 0 | FALSE | 0 | FALSE | 0 | FALSE | 0 | FALSE | 0
50 |  | 0 | 1979 | FALSE |  | FALSE |  | FALSE |  | FALSE |  | FALSE |  | FALSE |  | FALSE | 0 | FALSE | 0 | FALSE | 0 | FALSE | 0 | FALSE | 0 | FALSE | 0 | FALSE | 0 | FALSE | 0 | FALSE | 0 | FALSE | 0 | FALSE | 0 | FALSE | 0 | FALSE | 0 | FALSE | 0 | FALSE | 0 | FALSE | 0 | FALSE | 0 | FALSE | 0 | FALSE | 0 | FALSE | 0 | FALSE | 0 | FALSE | 0 | FALSE | 0 | FALSE | 0 | TRUE | 900 | FALSE | 0 | FALSE | 0 | FALSE | 0 | FALSE | 0 | FALSE | 0 | FALSE | 0 | FALSE | 0 | FALSE | 0 | FALSE | 0 | FALSE | 0 | FALSE | 0 | FALSE | 0 | FALSE | 0 | FALSE | 0 | FALSE | 0 | FALSE | 0 | FALSE | 0 | FALSE | 0 | FALSE | 0 | FALSE | 0
50 |  | 0 | 1978 | FALSE |  | FALSE |  | FALSE |  | FALSE |  | FALSE |  | FALSE |  | FALSE | 0 | FALSE | 0 | FALSE | 0 | FALSE | 0 | FALSE | 0 | FALSE | 0 | FALSE | 0 | FALSE | 0 | FALSE | 0 | FALSE | 0 | FALSE | 0 | FALSE | 0 | FALSE | 0 | FALSE | 0 | FALSE | 0 | FALSE | 0 | FALSE | 0 | FALSE | 0 | FALSE | 0 | FALSE | 0 | FALSE | 0 | FALSE | 0 | FALSE | 0 | FALSE | 0 | TRUE | 900 | FALSE | 0 | FALSE | 0 | FALSE | 0 | FALSE | 0 | FALSE | 0 | FALSE | 0 | FALSE | 0 | FALSE | 0 | FALSE | 0 | FALSE | 0 | FALSE | 0 | FALSE | 0 | FALSE | 0 | FALSE | 0 | FALSE | 0 | FALSE | 0 | FALSE | 0 | FALSE | 0 | FALSE | 0 | FALSE | 0
50 |  | 0 | 1977 | FALSE |  | FALSE |  | FALSE |  | FALSE |  | FALSE |  | FALSE |  | FALSE | 0 | FALSE | 0 | FALSE | 0 | FALSE | 0 | FALSE | 0 | FALSE | 0 | FALSE | 0 | FALSE | 0 | FALSE | 0 | FALSE | 0 | FALSE | 0 | FALSE | 0 | FALSE | 0 | FALSE | 0 | FALSE | 0 | FALSE | 0 | FALSE | 0 | FALSE | 0 | FALSE | 0 | FALSE | 0 | FALSE | 0 | FALSE | 0 | FALSE | 0 | FALSE | 0 | TRUE | 900 | FALSE | 0 | FALSE | 0 | FALSE | 0 | FALSE | 0 | FALSE | 0 | FALSE | 0 | FALSE | 0 | FALSE | 0 | FALSE | 0 | FALSE | 0 | FALSE | 0 | FALSE | 0 | FALSE | 0 | FALSE | 0 | FALSE | 0 | FALSE | 0 | FALSE | 0 | FALSE | 0 | FALSE | 0 | FALSE | 0
50 |  | 0 | 1976 | FALSE |  | FALSE |  | FALSE |  | FALSE |  | FALSE |  | FALSE |  | FALSE | 0 | FALSE | 0 | FALSE | 0 | FALSE | 0 | FALSE | 0 | FALSE | 0 | FALSE | 0 | FALSE | 0 | FALSE | 0 | FALSE | 0 | FALSE | 0 | FALSE | 0 | FALSE | 0 | FALSE | 0 | FALSE | 0 | FALSE | 0 | FALSE | 0 | FALSE | 0 | FALSE | 0 | FALSE | 0 | FALSE | 0 | FALSE | 0 | FALSE | 0 | FALSE | 0 | TRUE | 900 | FALSE | 0 | FALSE | 0 | FALSE | 0 | FALSE | 0 | FALSE | 0 | FALSE | 0 | FALSE | 0 | FALSE | 0 | FALSE | 0 | FALSE | 0 | FALSE | 0 | FALSE | 0 | FALSE | 0 | FALSE | 0 | FALSE | 0 | FALSE | 0 | FALSE | 0 | FALSE | 0 | FALSE | 0 | FALSE | 0
50 |  | 0 | 1975 | FALSE |  | FALSE |  | FALSE |  | FALSE |  | FALSE |  | FALSE |  | FALSE | 0 | FALSE | 0 | FALSE | 0 | FALSE | 0 | FALSE | 0 | FALSE | 0 | FALSE | 0 | FALSE | 0 | FALSE | 0 | FALSE | 0 | FALSE | 0 | FALSE | 0 | FALSE | 0 | FALSE | 0 | FALSE | 0 | FALSE | 0 | FALSE | 0 | FALSE | 0 | FALSE | 0 | FALSE | 0 | FALSE | 0 | FALSE | 0 | FALSE | 0 | FALSE | 0 | TRUE | 900 | FALSE | 0 | FALSE | 0 | FALSE | 0 | FALSE | 0 | FALSE | 0 | FALSE | 0 | FALSE | 0 | FALSE | 0 | FALSE | 0 | FALSE | 0 | FALSE | 0 | FALSE | 0 | FALSE | 0 | FALSE | 0 | FALSE | 0 | FALSE | 0 | FALSE | 0 | FALSE | 0 | FALSE | 0 | FALSE | 0
50 |  | 0 | 1974 | FALSE |  | FALSE |  | FALSE |  | FALSE |  | FALSE |  | FALSE |  | FALSE | 0 | FALSE | 0 | FALSE | 0 | FALSE | 0 | FALSE | 0 | FALSE | 0 | FALSE | 0 | FALSE | 0 | FALSE | 0 | FALSE | 0 | FALSE | 0 | FALSE | 0 | FALSE | 0 | FALSE | 0 | FALSE | 0 | FALSE | 0 | FALSE | 0 | FALSE | 0 | FALSE | 0 | FALSE | 0 | FALSE | 0 | FALSE | 0 | FALSE | 0 | FALSE | 0 | TRUE | 900 | FALSE | 0 | FALSE | 0 | FALSE | 0 | FALSE | 0 | FALSE | 0 | FALSE | 0 | FALSE | 0 | FALSE | 0 | FALSE | 0 | FALSE | 0 | FALSE | 0 | FALSE | 0 | FALSE | 0 | FALSE | 0 | FALSE | 0 | FALSE | 0 | FALSE | 0 | FALSE | 0 | FALSE | 0 | FALSE | 0
50 |  | 0 | 1973 | FALSE |  | FALSE |  | FALSE |  | FALSE |  | FALSE |  | FALSE |  | FALSE | 0 | FALSE | 0 | FALSE | 0 | FALSE | 0 | FALSE | 0 | FALSE | 0 | FALSE | 0 | FALSE | 0 | FALSE | 0 | FALSE | 0 | FALSE | 0 | FALSE | 0 | FALSE | 0 | FALSE | 0 | FALSE | 0 | FALSE | 0 | FALSE | 0 | FALSE | 0 | FALSE | 0 | FALSE | 0 | FALSE | 0 | FALSE | 0 | FALSE | 0 | FALSE | 0 | TRUE | 900 | FALSE | 0 | FALSE | 0 | FALSE | 0 | FALSE | 0 | FALSE | 0 | FALSE | 0 | FALSE | 0 | FALSE | 0 | FALSE | 0 | FALSE | 0 | FALSE | 0 | FALSE | 0 | FALSE | 0 | FALSE | 0 | FALSE | 0 | FALSE | 0 | FALSE | 0 | FALSE | 0 | FALSE | 0 | FALSE | 0
50 |  | 0 | 1972 | FALSE |  | FALSE |  | FALSE |  | FALSE |  | FALSE |  | FALSE |  | FALSE | 0 | FALSE | 0 | FALSE | 0 | FALSE | 0 | FALSE | 0 | FALSE | 0 | FALSE | 0 | FALSE | 0 | FALSE | 0 | FALSE | 0 | FALSE | 0 | FALSE | 0 | FALSE | 0 | FALSE | 0 | FALSE | 0 | FALSE | 0 | FALSE | 0 | FALSE | 0 | FALSE | 0 | FALSE | 0 | FALSE | 0 | FALSE | 0 | FALSE | 0 | FALSE | 0 | TRUE | 900 | FALSE | 0 | FALSE | 0 | FALSE | 0 | FALSE | 0 | FALSE | 0 | FALSE | 0 | FALSE | 0 | FALSE | 0 | FALSE | 0 | FALSE | 0 | FALSE | 0 | FALSE | 0 | FALSE | 0 | FALSE | 0 | FALSE | 0 | FALSE | 0 | FALSE | 0 | FALSE | 0 | FALSE | 0 | FALSE | 0
50 |  | 0 | 1971 | FALSE |  | FALSE |  | FALSE |  | FALSE |  | FALSE |  | FALSE |  | FALSE | 0 | FALSE | 0 | FALSE | 0 | FALSE | 0 | FALSE | 0 | FALSE | 0 | FALSE | 0 | FALSE | 0 | FALSE | 0 | FALSE | 0 | FALSE | 0 | FALSE | 0 | FALSE | 0 | FALSE | 0 | FALSE | 0 | FALSE | 0 | FALSE | 0 | FALSE | 0 | FALSE | 0 | FALSE | 0 | FALSE | 0 | FALSE | 0 | FALSE | 0 | FALSE | 0 | TRUE | 900 | FALSE | 0 | FALSE | 0 | FALSE | 0 | FALSE | 0 | FALSE | 0 | FALSE | 0 | FALSE | 0 | FALSE | 0 | FALSE | 0 | FALSE | 0 | FALSE | 0 | FALSE | 0 | FALSE | 0 | FALSE | 0 | FALSE | 0 | FALSE | 0 | FALSE | 0 | FALSE | 0 | FALSE | 0 | FALSE | 0
50 |  | 0 | 1970 | FALSE |  | FALSE |  | FALSE |  | FALSE |  | FALSE |  | FALSE |  | FALSE | 0 | FALSE | 0 | FALSE | 0 | FALSE | 0 | FALSE | 0 | FALSE | 0 | FALSE | 0 | FALSE | 0 | FALSE | 0 | FALSE | 0 | FALSE | 0 | FALSE | 0 | FALSE | 0 | FALSE | 0 | FALSE | 0 | FALSE | 0 | FALSE | 0 | FALSE | 0 | FALSE | 0 | FALSE | 0 | FALSE | 0 | FALSE | 0 | FALSE | 0 | FALSE | 0 | TRUE | 900 | FALSE | 0 | FALSE | 0 | FALSE | 0 | FALSE | 0 | FALSE | 0 | FALSE | 0 | FALSE | 0 | FALSE | 0 | FALSE | 0 | FALSE | 0 | FALSE | 0 | FALSE | 0 | FALSE | 0 | FALSE | 0 | FALSE | 0 | FALSE | 0 | FALSE | 0 | FALSE | 0 | FALSE | 0 | FALSE | 0
50 |  | 0 | 1969 | FALSE |  | FALSE |  | FALSE |  | FALSE |  | FALSE |  | FALSE |  | FALSE | 0 | FALSE | 0 | FALSE | 0 | FALSE | 0 | FALSE | 0 | FALSE | 0 | FALSE | 0 | FALSE | 0 | FALSE | 0 | FALSE | 0 | FALSE | 0 | FALSE | 0 | FALSE | 0 | FALSE | 0 | FALSE | 0 | FALSE | 0 | FALSE | 0 | FALSE | 0 | FALSE | 0 | FALSE | 0 | FALSE | 0 | FALSE | 0 | FALSE | 0 | FALSE | 0 | TRUE | 900 | FALSE | 0 | FALSE | 0 | FALSE | 0 | FALSE | 0 | FALSE | 0 | FALSE | 0 | FALSE | 0 | FALSE | 0 | FALSE | 0 | FALSE | 0 | FALSE | 0 | FALSE | 0 | FALSE | 0 | FALSE | 0 | FALSE | 0 | FALSE | 0 | FALSE | 0 | FALSE | 0 | FALSE | 0 | FALSE | 0
50 |  | 0 | 1968 | FALSE |  | FALSE |  | FALSE |  | FALSE |  | FALSE |  | FALSE |  | FALSE | 0 | FALSE | 0 | FALSE | 0 | FALSE | 0 | FALSE | 0 | FALSE | 0 | FALSE | 0 | FALSE | 0 | FALSE | 0 | FALSE | 0 | FALSE | 0 | FALSE | 0 | FALSE | 0 | FALSE | 0 | FALSE | 0 | FALSE | 0 | FALSE | 0 | FALSE | 0 | FALSE | 0 | FALSE | 0 | FALSE | 0 | FALSE | 0 | FALSE | 0 | FALSE | 0 | TRUE | 900 | FALSE | 0 | FALSE | 0 | FALSE | 0 | FALSE | 0 | FALSE | 0 | FALSE | 0 | FALSE | 0 | FALSE | 0 | FALSE | 0 | FALSE | 0 | FALSE | 0 | FALSE | 0 | FALSE | 0 | FALSE | 0 | FALSE | 0 | FALSE | 0 | FALSE | 0 | FALSE | 0 | FALSE | 0 | FALSE | 0
50 |  | 0 | 1967 | FALSE |  | FALSE |  | FALSE |  | FALSE |  | FALSE |  | FALSE | 0 | FALSE | 0 | FALSE | 0 | FALSE | 0 | FALSE | 0 | FALSE | 0 | FALSE | 0 | FALSE | 0 | FALSE | 0 | FALSE | 0 | FALSE | 0 | FALSE | 0 | FALSE | 0 | FALSE | 0 | FALSE | 0 | FALSE | 0 | FALSE | 0 | FALSE | 0 | FALSE | 0 | FALSE | 0 | FALSE | 0 | FALSE | 0 | FALSE | 0 | FALSE | 0 | FALSE | 0 | TRUE | 900 | FALSE | 0 | FALSE | 0 | FALSE | 0 | FALSE | 0 | FALSE | 0 | FALSE | 0 | FALSE | 0 | FALSE | 0 | FALSE | 0 | FALSE | 0 | FALSE | 0 | FALSE | 0 | FALSE | 0 | FALSE | 0 | FALSE | 0 | FALSE | 0 | FALSE | 0 | FALSE | 0 | FALSE | 0 | FALSE | 0
50 |  | 0 | 1966 | FALSE |  | FALSE |  | FALSE |  | FALSE |  | FALSE |  | FALSE | 0 | FALSE | 0 | FALSE | 0 | FALSE | 0 | FALSE | 0 | FALSE | 0 | FALSE | 0 | FALSE | 0 | FALSE | 0 | FALSE | 0 | FALSE | 0 | FALSE | 0 | FALSE | 0 | FALSE | 0 | FALSE | 0 | FALSE | 0 | FALSE | 0 | FALSE | 0 | FALSE | 0 | FALSE | 0 | FALSE | 0 | FALSE | 0 | FALSE | 0 | FALSE | 0 | FALSE | 0 | TRUE | 900 | FALSE | 0 | FALSE | 0 | FALSE | 0 | FALSE | 0 | FALSE | 0 | FALSE | 0 | FALSE | 0 | FALSE | 0 | FALSE | 0 | FALSE | 0 | FALSE | 0 | FALSE | 0 | FALSE | 0 | FALSE | 0 | FALSE | 0 | FALSE | 0 | FALSE | 0 | FALSE | 0 | FALSE | 0 | FALSE | 0
50 |  | 0 | 1965 | FALSE |  | FALSE |  | FALSE |  | FALSE |  | FALSE |  | FALSE | 0 | FALSE | 0 | FALSE | 0 | FALSE | 0 | FALSE | 0 | FALSE | 0 | FALSE | 0 | FALSE | 0 | FALSE | 0 | FALSE | 0 | FALSE | 0 | FALSE | 0 | FALSE | 0 | FALSE | 0 | FALSE | 0 | FALSE | 0 | FALSE | 0 | FALSE | 0 | FALSE | 0 | FALSE | 0 | FALSE | 0 | FALSE | 0 | FALSE | 0 | FALSE | 0 | FALSE | 0 | TRUE | 900 | FALSE | 0 | FALSE | 0 | FALSE | 0 | FALSE | 0 | FALSE | 0 | FALSE | 0 | FALSE | 0 | FALSE | 0 | FALSE | 0 | FALSE | 0 | FALSE | 0 | FALSE | 0 | FALSE | 0 | FALSE | 0 | FALSE | 0 | FALSE | 0 | FALSE | 0 | FALSE | 0 | FALSE | 0 | FALSE | 0
50 |  | 0 | 1964 | FALSE |  | FALSE |  | FALSE |  | FALSE |  | FALSE |  | FALSE | 0 | FALSE | 0 | FALSE | 0 | FALSE | 0 | FALSE | 0 | FALSE | 0 | FALSE | 0 | FALSE | 0 | FALSE | 0 | FALSE | 0 | FALSE | 0 | FALSE | 0 | FALSE | 0 | FALSE | 0 | FALSE | 0 | FALSE | 0 | FALSE | 0 | FALSE | 0 | FALSE | 0 | FALSE | 0 | FALSE | 0 | FALSE | 0 | FALSE | 0 | FALSE | 0 | FALSE | 0 | TRUE | 900 | FALSE | 0 | FALSE | 0 | FALSE | 0 | FALSE | 0 | FALSE | 0 | FALSE | 0 | FALSE | 0 | FALSE | 0 | FALSE | 0 | FALSE | 0 | FALSE | 0 | FALSE | 0 | FALSE | 0 | FALSE | 0 | FALSE | 0 | FALSE | 0 | FALSE | 0 | FALSE | 0 | FALSE | 0 | FALSE | 0
50 |  | 0 | 1963 | FALSE |  | FALSE |  | FALSE |  | FALSE |  | FALSE |  | FALSE | 0 | FALSE | 0 | FALSE | 0 | FALSE | 0 | FALSE | 0 | FALSE | 0 | FALSE | 0 | FALSE | 0 | FALSE | 0 | FALSE | 0 | FALSE | 0 | FALSE | 0 | FALSE | 0 | FALSE | 0 | FALSE | 0 | FALSE | 0 | FALSE | 0 | FALSE | 0 | FALSE | 0 | FALSE | 0 | FALSE | 0 | FALSE | 0 | FALSE | 0 | FALSE | 0 | FALSE | 0 | TRUE | 900 | FALSE | 0 | FALSE | 0 | FALSE | 0 | FALSE | 0 | FALSE | 0 | FALSE | 0 | FALSE | 0 | FALSE | 0 | FALSE | 0 | FALSE | 0 | FALSE | 0 | FALSE | 0 | FALSE | 0 | FALSE | 0 | FALSE | 0 | FALSE | 0 | FALSE | 0 | FALSE | 0 | FALSE | 0 | FALSE | 0
50 |  | 0 | 1962 | FALSE |  | FALSE |  | FALSE |  | FALSE |  | FALSE |  | FALSE | 0 | FALSE | 0 | FALSE | 0 | FALSE | 0 | FALSE | 0 | FALSE | 0 | FALSE | 0 | FALSE | 0 | FALSE | 0 | FALSE | 0 | FALSE | 0 | FALSE | 0 | FALSE | 0 | FALSE | 0 | FALSE | 0 | FALSE | 0 | FALSE | 0 | FALSE | 0 | FALSE | 0 | FALSE | 0 | FALSE | 0 | FALSE | 0 | FALSE | 0 | FALSE | 0 | FALSE | 0 | TRUE | 900 | FALSE | 0 | FALSE | 0 | FALSE | 0 | FALSE | 0 | FALSE | 0 | FALSE | 0 | FALSE | 0 | FALSE | 0 | FALSE | 0 | FALSE | 0 | FALSE | 0 | FALSE | 0 | FALSE | 0 | FALSE | 0 | FALSE | 0 | FALSE | 0 | FALSE | 0 | FALSE | 0 | FALSE | 0 | FALSE | 0
50 |  | 0 | 1961 | FALSE |  | FALSE |  | FALSE |  | FALSE |  | FALSE |  | FALSE | 0 | FALSE | 0 | FALSE | 0 | FALSE | 0 | FALSE | 0 | FALSE | 0 | FALSE | 0 | FALSE | 0 | FALSE | 0 | FALSE | 0 | FALSE | 0 | FALSE | 0 | FALSE | 0 | FALSE | 0 | FALSE | 0 | FALSE | 0 | FALSE | 0 | FALSE | 0 | FALSE | 0 | FALSE | 0 | FALSE | 0 | FALSE | 0 | FALSE | 0 | FALSE | 0 | FALSE | 0 | TRUE | 900 | FALSE | 0 | FALSE | 0 | FALSE | 0 | FALSE | 0 | FALSE | 0 | FALSE | 0 | FALSE | 0 | FALSE | 0 | FALSE | 0 | FALSE | 0 | FALSE | 0 | FALSE | 0 | FALSE | 0 | FALSE | 0 | FALSE | 0 | FALSE | 0 | FALSE | 0 | FALSE | 0 | FALSE | 0 | FALSE | 0
50 |  | 0 | 1960 | FALSE |  | FALSE |  | FALSE |  | FALSE |  | FALSE |  | FALSE | 0 | FALSE | 0 | FALSE | 0 | FALSE | 0 | FALSE | 0 | FALSE | 0 | FALSE | 0 | FALSE | 0 | FALSE | 0 | FALSE | 0 | FALSE | 0 | FALSE | 0 | FALSE | 0 | FALSE | 0 | FALSE | 0 | FALSE | 0 | FALSE | 0 | FALSE | 0 | FALSE | 0 | FALSE | 0 | FALSE | 0 | FALSE | 0 | FALSE | 0 | FALSE | 0 | FALSE | 0 | TRUE | 900 | FALSE | 0 | FALSE | 0 | FALSE | 0 | FALSE | 0 | FALSE | 0 | FALSE | 0 | FALSE | 0 | FALSE | 0 | FALSE | 0 | FALSE | 0 | FALSE | 0 | FALSE | 0 | FALSE | 0 | FALSE | 0 | FALSE | 0 | FALSE | 0 | FALSE | 0 | FALSE | 0 | FALSE | 0 | FALSE | 0
50 |  | 0 | 1959 | FALSE |  | FALSE |  | FALSE |  | FALSE |  | FALSE |  | FALSE | 0 | FALSE | 0 | FALSE | 0 | FALSE | 0 | FALSE | 0 | FALSE | 0 | FALSE | 0 | FALSE | 0 | FALSE | 0 | FALSE | 0 | FALSE | 0 | FALSE | 0 | FALSE | 0 | FALSE | 0 | FALSE | 0 | FALSE | 0 | FALSE | 0 | FALSE | 0 | FALSE | 0 | FALSE | 0 | FALSE | 0 | FALSE | 0 | FALSE | 0 | FALSE | 0 | FALSE | 0 | TRUE | 900 | FALSE | 0 | FALSE | 0 | FALSE | 0 | FALSE | 0 | FALSE | 0 | FALSE | 0 | FALSE | 0 | FALSE | 0 | FALSE | 0 | FALSE | 0 | FALSE | 0 | FALSE | 0 | FALSE | 0 | FALSE | 0 | FALSE | 0 | FALSE | 0 | FALSE | 0 | FALSE | 0 | FALSE | 0 | FALSE | 0
50 |  | 0 | 1958 | FALSE |  | FALSE |  | FALSE |  | FALSE |  | FALSE |  | FALSE | 0 | FALSE | 0 | FALSE | 0 | FALSE | 0 | FALSE | 0 | FALSE | 0 | FALSE | 0 | FALSE | 0 | FALSE | 0 | FALSE | 0 | FALSE | 0 | FALSE | 0 | FALSE | 0 | FALSE | 0 | FALSE | 0 | FALSE | 0 | FALSE | 0 | FALSE | 0 | FALSE | 0 | FALSE | 0 | FALSE | 0 | FALSE | 0 | FALSE | 0 | FALSE | 0 | FALSE | 0 | TRUE | 900 | FALSE | 0 | FALSE | 0 | FALSE | 0 | FALSE | 0 | FALSE | 0 | FALSE | 0 | FALSE | 0 | FALSE | 0 | FALSE | 0 | FALSE | 0 | FALSE | 0 | FALSE | 0 | FALSE | 0 | FALSE | 0 | FALSE | 0 | FALSE | 0 | FALSE | 0 | FALSE | 0 | FALSE | 0 | FALSE | 0
50 |  | 0 | 1957 | FALSE |  | FALSE |  | FALSE |  | FALSE |  | FALSE |  | FALSE | 0 | FALSE | 0 | FALSE | 0 | FALSE | 0 | FALSE | 0 | FALSE | 0 | FALSE | 0 | FALSE | 0 | FALSE | 0 | FALSE | 0 | FALSE | 0 | FALSE | 0 | FALSE | 0 | FALSE | 0 | FALSE | 0 | FALSE | 0 | FALSE | 0 | FALSE | 0 | FALSE | 0 | FALSE | 0 | FALSE | 0 | FALSE | 0 | FALSE | 0 | FALSE | 0 | FALSE | 0 | TRUE | 900 | FALSE | 0 | FALSE | 0 | FALSE | 0 | FALSE | 0 | FALSE | 0 | FALSE | 0 | FALSE | 0 | FALSE | 0 | FALSE | 0 | FALSE | 0 | FALSE | 0 | FALSE | 0 | FALSE | 0 | FALSE | 0 | FALSE | 0 | FALSE | 0 | FALSE | 0 | FALSE | 0 | FALSE | 0 | FALSE | 0
50 |  | 0 | 1956 | FALSE |  | FALSE |  | FALSE |  | FALSE |  | FALSE |  | FALSE | 0 | FALSE | 0 | FALSE | 0 | FALSE | 0 | FALSE | 0 | FALSE | 0 | FALSE | 0 | FALSE | 0 | FALSE | 0 | FALSE | 0 | FALSE | 0 | FALSE | 0 | FALSE | 0 | FALSE | 0 | FALSE | 0 | FALSE | 0 | FALSE | 0 | FALSE | 0 | FALSE | 0 | FALSE | 0 | FALSE | 0 | FALSE | 0 | FALSE | 0 | FALSE | 0 | FALSE | 0 | TRUE | 900 | FALSE | 0 | FALSE | 0 | FALSE | 0 | FALSE | 0 | FALSE | 0 | FALSE | 0 | FALSE | 0 | FALSE | 0 | FALSE | 0 | FALSE | 0 | FALSE | 0 | FALSE | 0 | FALSE | 0 | FALSE | 0 | FALSE | 0 | FALSE | 0 | FALSE | 0 | FALSE | 0 | FALSE | 0 | FALSE | 0
50 |  | 0 | 1955 | FALSE |  | FALSE |  | FALSE |  | FALSE |  | FALSE |  | FALSE | 0 | FALSE | 0 | FALSE | 0 | FALSE | 0 | FALSE | 0 | FALSE | 0 | FALSE | 0 | FALSE | 0 | FALSE | 0 | FALSE | 0 | FALSE | 0 | FALSE | 0 | FALSE | 0 | FALSE | 0 | FALSE | 0 | FALSE | 0 | FALSE | 0 | FALSE | 0 | FALSE | 0 | FALSE | 0 | FALSE | 0 | FALSE | 0 | FALSE | 0 | FALSE | 0 | FALSE | 0 | TRUE | 900 | FALSE | 0 | FALSE | 0 | FALSE | 0 | FALSE | 0 | FALSE | 0 | FALSE | 0 | FALSE | 0 | FALSE | 0 | FALSE | 0 | FALSE | 0 | FALSE | 0 | FALSE | 0 | FALSE | 0 | FALSE | 0 | FALSE | 0 | FALSE | 0 | FALSE | 0 | FALSE | 0 | FALSE | 0 | FALSE | 0
50 |  | 0 | 1954 | FALSE |  | FALSE |  | FALSE |  | FALSE |  | FALSE |  | FALSE | 0 | FALSE | 0 | FALSE | 0 | FALSE | 0 | FALSE | 0 | FALSE | 0 | FALSE | 0 | FALSE | 0 | FALSE | 0 | FALSE | 0 | FALSE | 0 | FALSE | 0 | FALSE | 0 | FALSE | 0 | FALSE | 0 | FALSE | 0 | FALSE | 0 | FALSE | 0 | FALSE | 0 | FALSE | 0 | FALSE | 0 | FALSE | 0 | FALSE | 0 | FALSE | 0 | FALSE | 0 | TRUE | 900 | FALSE | 0 | FALSE | 0 | FALSE | 0 | FALSE | 0 | FALSE | 0 | FALSE | 0 | FALSE | 0 | FALSE | 0 | FALSE | 0 | FALSE | 0 | FALSE | 0 | FALSE | 0 | FALSE | 0 | FALSE | 0 | FALSE | 0 | FALSE | 0 | FALSE | 0 | FALSE | 0 | FALSE | 0 | FALSE | 0
50 |  | 0 | 1953 | FALSE |  | FALSE |  | FALSE |  | FALSE |  | FALSE |  | FALSE | 0 | FALSE | 0 | FALSE | 0 | FALSE | 0 | FALSE | 0 | FALSE | 0 | FALSE | 0 | FALSE | 0 | FALSE | 0 | FALSE | 0 | FALSE | 0 | FALSE | 0 | FALSE | 0 | FALSE | 0 | FALSE | 0 | FALSE | 0 | FALSE | 0 | FALSE | 0 | FALSE | 0 | FALSE | 0 | FALSE | 0 | FALSE | 0 | FALSE | 0 | FALSE | 0 | FALSE | 0 | TRUE | 900 | FALSE | 0 | FALSE | 0 | FALSE | 0 | FALSE | 0 | FALSE | 0 | FALSE | 0 | FALSE | 0 | FALSE | 0 | FALSE | 0 | FALSE | 0 | FALSE | 0 | FALSE | 0 | FALSE | 0 | FALSE | 0 | FALSE | 0 | FALSE | 0 | FALSE | 0 | FALSE | 0 | FALSE | 0 | FALSE | 0
50 |  | 0 | 1952 | FALSE |  | FALSE |  | FALSE |  | FALSE |  | FALSE |  | FALSE | 0 | FALSE | 0 | FALSE | 0 | FALSE | 0 | FALSE | 0 | FALSE | 0 | FALSE | 0 | FALSE | 0 | FALSE | 0 | FALSE | 0 | FALSE | 0 | FALSE | 0 | FALSE | 0 | FALSE | 0 | FALSE | 0 | FALSE | 0 | FALSE | 0 | FALSE | 0 | FALSE | 0 | FALSE | 0 | FALSE | 0 | FALSE | 0 | FALSE | 0 | FALSE | 0 | FALSE | 0 | TRUE | 900 | FALSE | 0 | FALSE | 0 | FALSE | 0 | FALSE | 0 | FALSE | 0 | FALSE | 0 | FALSE | 0 | FALSE | 0 | FALSE | 0 | FALSE | 0 | FALSE | 0 | FALSE | 0 | FALSE | 0 | FALSE | 0 | FALSE | 0 | FALSE | 0 | FALSE | 0 | FALSE | 0 | FALSE | 0 | FALSE | 0
50 |  | 0 | 1951 | FALSE |  | FALSE |  | FALSE |  | FALSE |  | FALSE |  | FALSE | 0 | FALSE | 0 | FALSE | 0 | FALSE | 0 | FALSE | 0 | FALSE | 0 | FALSE | 0 | FALSE | 0 | FALSE | 0 | FALSE | 0 | FALSE | 0 | FALSE | 0 | FALSE | 0 | FALSE | 0 | FALSE | 0 | FALSE | 0 | FALSE | 0 | FALSE | 0 | FALSE | 0 | FALSE | 0 | FALSE | 0 | FALSE | 0 | FALSE | 0 | FALSE | 0 | FALSE | 0 | TRUE | 900 | FALSE | 0 | FALSE | 0 | FALSE | 0 | FALSE | 0 | FALSE | 0 | FALSE | 0 | FALSE | 0 | FALSE | 0 | FALSE | 0 | FALSE | 0 | FALSE | 0 | FALSE | 0 | FALSE | 0 | FALSE | 0 | FALSE | 0 | FALSE | 0 | FALSE | 0 | FALSE | 0 | FALSE | 0 | FALSE | 0
50 |  | 0 | 1950 | FALSE |  | FALSE |  | FALSE |  | FALSE |  | FALSE |  | FALSE | 0 | FALSE | 0 | FALSE | 0 | FALSE | 0 | FALSE | 0 | FALSE | 0 | FALSE | 0 | FALSE | 0 | FALSE | 0 | FALSE | 0 | FALSE | 0 | FALSE | 0 | FALSE | 0 | FALSE | 0 | FALSE | 0 | FALSE | 0 | FALSE | 0 | FALSE | 0 | FALSE | 0 | FALSE | 0 | FALSE | 0 | FALSE | 0 | FALSE | 0 | FALSE | 0 | FALSE | 0 | TRUE | 900 | FALSE | 0 | FALSE | 0 | FALSE | 0 | FALSE | 0 | FALSE | 0 | FALSE | 0 | FALSE | 0 | FALSE | 0 | FALSE | 0 | FALSE | 0 | FALSE | 0 | FALSE | 0 | FALSE | 0 | FALSE | 0 | FALSE | 0 | FALSE | 0 | FALSE | 0 | FALSE | 0 | FALSE | 0 | FALSE | 0
50 |  | 0 | 1949 | FALSE |  | FALSE |  | FALSE |  | FALSE |  | FALSE |  | FALSE | 0 | FALSE | 0 | FALSE | 0 | FALSE | 0 | FALSE | 0 | FALSE | 0 | FALSE | 0 | FALSE | 0 | FALSE | 0 | FALSE | 0 | FALSE | 0 | FALSE | 0 | FALSE | 0 | FALSE | 0 | FALSE | 0 | FALSE | 0 | FALSE | 0 | FALSE | 0 | FALSE | 0 | FALSE | 0 | FALSE | 0 | FALSE | 0 | FALSE | 0 | FALSE | 0 | FALSE | 0 | TRUE | 900 | FALSE | 0 | FALSE | 0 | FALSE | 0 | FALSE | 0 | FALSE | 0 | FALSE | 0 | FALSE | 0 | FALSE | 0 | FALSE | 0 | FALSE | 0 | FALSE | 0 | FALSE | 0 | FALSE | 0 | FALSE | 0 | FALSE | 0 | FALSE | 0 | FALSE | 0 | FALSE | 0 | FALSE | 0 | FALSE | 0
50 |  | 0 | 1948 | FALSE |  | FALSE |  | FALSE |  | FALSE |  | FALSE |  | FALSE | 0 | FALSE | 0 | FALSE | 0 | FALSE | 0 | FALSE | 0 | FALSE | 0 | FALSE | 0 | FALSE | 0 | FALSE | 0 | FALSE | 0 | FALSE | 0 | FALSE | 0 | FALSE | 0 | FALSE | 0 | FALSE | 0 | FALSE | 0 | FALSE | 0 | FALSE | 0 | FALSE | 0 | FALSE | 0 | FALSE | 0 | FALSE | 0 | FALSE | 0 | FALSE | 0 | FALSE | 0 | TRUE | 900 | FALSE | 0 | FALSE | 0 | FALSE | 0 | FALSE | 0 | FALSE | 0 | FALSE | 0 | FALSE | 0 | FALSE | 0 | FALSE | 0 | FALSE | 0 | FALSE | 0 | FALSE | 0 | FALSE | 0 | FALSE | 0 | FALSE | 0 | FALSE | 0 | FALSE | 0 | FALSE | 0 | FALSE | 0 | FALSE | 0
50 |  | 0 | 1947 | FALSE |  | FALSE |  | FALSE |  | FALSE |  | FALSE |  | FALSE | 0 | FALSE | 0 | FALSE | 0 | FALSE | 0 | FALSE | 0 | FALSE | 0 | FALSE | 0 | FALSE | 0 | FALSE | 0 | FALSE | 0 | FALSE | 0 | FALSE | 0 | FALSE | 0 | FALSE | 0 | FALSE | 0 | FALSE | 0 | FALSE | 0 | FALSE | 0 | FALSE | 0 | FALSE | 0 | FALSE | 0 | FALSE | 0 | FALSE | 0 | FALSE | 0 | FALSE | 0 | TRUE | 900 | FALSE | 0 | FALSE | 0 | FALSE | 0 | FALSE | 0 | FALSE | 0 | FALSE | 0 | FALSE | 0 | FALSE | 0 | FALSE | 0 | FALSE | 0 | FALSE | 0 | FALSE | 0 | FALSE | 0 | FALSE | 0 | FALSE | 0 | FALSE | 0 | FALSE | 0 | FALSE | 0 | FALSE | 0 | FALSE | 0
50 |  | 0 | 1946 | FALSE |  | FALSE |  | FALSE |  | FALSE |  | FALSE |  | FALSE | 0 | FALSE | 0 | FALSE | 0 | FALSE | 0 | FALSE | 0 | FALSE | 0 | FALSE | 0 | FALSE | 0 | FALSE | 0 | FALSE | 0 | FALSE | 0 | FALSE | 0 | FALSE | 0 | FALSE | 0 | FALSE | 0 | FALSE | 0 | FALSE | 0 | FALSE | 0 | FALSE | 0 | FALSE | 0 | FALSE | 0 | FALSE | 0 | FALSE | 0 | FALSE | 0 | FALSE | 0 | TRUE | 900 | FALSE | 0 | FALSE | 0 | FALSE | 0 | FALSE | 0 | FALSE | 0 | FALSE | 0 | FALSE | 0 | FALSE | 0 | FALSE | 0 | FALSE | 0 | FALSE | 0 | FALSE | 0 | FALSE | 0 | FALSE | 0 | FALSE | 0 | FALSE | 0 | FALSE | 0 | FALSE | 0 | FALSE | 0 | FALSE | 0
50 |  | 0 | 1945 | FALSE |  | FALSE |  | FALSE |  | FALSE |  | FALSE |  | FALSE | 0 | FALSE | 0 | FALSE | 0 | FALSE | 0 | FALSE | 0 | FALSE | 0 | FALSE | 0 | FALSE | 0 | FALSE | 0 | FALSE | 0 | FALSE | 0 | FALSE | 0 | FALSE | 0 | FALSE | 0 | FALSE | 0 | FALSE | 0 | FALSE | 0 | FALSE | 0 | FALSE | 0 | FALSE | 0 | FALSE | 0 | FALSE | 0 | FALSE | 0 | FALSE | 0 | FALSE | 0 | TRUE | 900 | FALSE | 0 | FALSE | 0 | FALSE | 0 | FALSE | 0 | FALSE | 0 | FALSE | 0 | FALSE | 0 | FALSE | 0 | FALSE | 0 | FALSE | 0 | FALSE | 0 | FALSE | 0 | FALSE | 0 | FALSE | 0 | FALSE | 0 | FALSE | 0 | FALSE | 0 | FALSE | 0 | FALSE | 0 | FALSE | 0
50 |  | 0 | 1944 | FALSE |  | FALSE |  | FALSE |  | FALSE |  | FALSE |  | FALSE | 0 | FALSE | 0 | FALSE | 0 | FALSE | 0 | FALSE | 0 | FALSE | 0 | FALSE | 0 | FALSE | 0 | FALSE | 0 | FALSE | 0 | FALSE | 0 | FALSE | 0 | FALSE | 0 | FALSE | 0 | FALSE | 0 | FALSE | 0 | FALSE | 0 | FALSE | 0 | FALSE | 0 | FALSE | 0 | FALSE | 0 | FALSE | 0 | FALSE | 0 | FALSE | 0 | FALSE | 0 | TRUE | 900 | FALSE | 0 | FALSE | 0 | FALSE | 0 | FALSE | 0 | FALSE | 0 | FALSE | 0 | FALSE | 0 | FALSE | 0 | FALSE | 0 | FALSE | 0 | FALSE | 0 | FALSE | 0 | FALSE | 0 | FALSE | 0 | FALSE | 0 | FALSE | 0 | FALSE | 0 | FALSE | 0 | FALSE | 0 | FALSE | 0
50 |  | 0 | 1943 | FALSE |  | FALSE |  | FALSE |  | FALSE |  | FALSE |  | FALSE | 0 | FALSE | 0 | FALSE | 0 | FALSE | 0 | FALSE | 0 | FALSE | 0 | FALSE | 0 | FALSE | 0 | FALSE | 0 | FALSE | 0 | FALSE | 0 | FALSE | 0 | FALSE | 0 | FALSE | 0 | FALSE | 0 | FALSE | 0 | FALSE | 0 | FALSE | 0 | FALSE | 0 | FALSE | 0 | FALSE | 0 | FALSE | 0 | FALSE | 0 | FALSE | 0 | FALSE | 0 | TRUE | 900 | FALSE | 0 | FALSE | 0 | FALSE | 0 | FALSE | 0 | FALSE | 0 | FALSE | 0 | FALSE | 0 | FALSE | 0 | FALSE | 0 | FALSE | 0 | FALSE | 0 | FALSE | 0 | FALSE | 0 | FALSE | 0 | FALSE | 0 | FALSE | 0 | FALSE | 0 | FALSE | 0 | FALSE | 0 | FALSE | 0
50 |  | 0 | 1942 | FALSE |  | FALSE |  | FALSE |  | FALSE |  | FALSE |  | FALSE | 0 | FALSE | 0 | FALSE | 0 | FALSE | 0 | FALSE | 0 | FALSE | 0 | FALSE | 0 | FALSE | 0 | FALSE | 0 | FALSE | 0 | FALSE | 0 | FALSE | 0 | FALSE | 0 | FALSE | 0 | FALSE | 0 | FALSE | 0 | FALSE | 0 | FALSE | 0 | FALSE | 0 | FALSE | 0 | FALSE | 0 | FALSE | 0 | FALSE | 0 | FALSE | 0 | FALSE | 0 | TRUE | 900 | FALSE | 0 | FALSE | 0 | FALSE | 0 | FALSE | 0 | FALSE | 0 | FALSE | 0 | FALSE | 0 | FALSE | 0 | FALSE | 0 | FALSE | 0 | FALSE | 0 | FALSE | 0 | FALSE | 0 | FALSE | 0 | FALSE | 0 | FALSE | 0 | FALSE | 0 | FALSE | 0 | FALSE | 0 | FALSE | 0
50 |  | 0 | 1941 | FALSE |  | FALSE |  | FALSE |  | FALSE |  | FALSE |  | FALSE | 0 | FALSE | 0 | FALSE | 0 | FALSE | 0 | FALSE | 0 | FALSE | 0 | FALSE | 0 | FALSE | 0 | FALSE | 0 | FALSE | 0 | FALSE | 0 | FALSE | 0 | FALSE | 0 | FALSE | 0 | FALSE | 0 | FALSE | 0 | FALSE | 0 | FALSE | 0 | FALSE | 0 | FALSE | 0 | FALSE | 0 | FALSE | 0 | FALSE | 0 | FALSE | 0 | FALSE | 0 | TRUE | 900 | FALSE | 0 | FALSE | 0 | FALSE | 0 | FALSE | 0 | FALSE | 0 | FALSE | 0 | FALSE | 0 | FALSE | 0 | FALSE | 0 | FALSE | 0 | FALSE | 0 | FALSE | 0 | FALSE | 0 | FALSE | 0 | FALSE | 0 | FALSE | 0 | FALSE | 0 | FALSE | 0 | FALSE | 0 | FALSE | 0
50 |  | 0 | 1940 | FALSE |  | FALSE |  | FALSE |  | FALSE |  | FALSE |  | FALSE | 0 | FALSE | 0 | FALSE | 0 | FALSE | 0 | FALSE | 0 | FALSE | 0 | FALSE | 0 | FALSE | 0 | FALSE | 0 | FALSE | 0 | FALSE | 0 | FALSE | 0 | FALSE | 0 | FALSE | 0 | FALSE | 0 | FALSE | 0 | FALSE | 0 | FALSE | 0 | FALSE | 0 | FALSE | 0 | FALSE | 0 | FALSE | 0 | FALSE | 0 | FALSE | 0 | FALSE | 0 | TRUE | 900 | FALSE | 0 | FALSE | 0 | FALSE | 0 | FALSE | 0 | FALSE | 0 | FALSE | 0 | FALSE | 0 | FALSE | 0 | FALSE | 0 | FALSE | 0 | FALSE | 0 | FALSE | 0 | FALSE | 0 | FALSE | 0 | FALSE | 0 | FALSE | 0 | FALSE | 0 | FALSE | 0 | FALSE | 0 | FALSE | 0
50 |  | 0 | 1939 | FALSE |  | FALSE |  | FALSE |  | FALSE |  | FALSE |  | FALSE | 0 | FALSE | 0 | FALSE | 0 | FALSE | 0 | FALSE | 0 | FALSE | 0 | FALSE | 0 | FALSE | 0 | FALSE | 0 | FALSE | 0 | FALSE | 0 | FALSE | 0 | FALSE | 0 | FALSE | 0 | FALSE | 0 | FALSE | 0 | FALSE | 0 | FALSE | 0 | FALSE | 0 | FALSE | 0 | FALSE | 0 | FALSE | 0 | FALSE | 0 | FALSE | 0 | FALSE | 0 | TRUE | 900 | FALSE | 0 | FALSE | 0 | FALSE | 0 | FALSE | 0 | FALSE | 0 | FALSE | 0 | FALSE | 0 | FALSE | 0 | FALSE | 0 | FALSE | 0 | FALSE | 0 | FALSE | 0 | FALSE | 0 | FALSE | 0 | FALSE | 0 | FALSE | 0 | FALSE | 0 | FALSE | 0 | FALSE | 0 | FALSE | 0
50 |  | 0 | 1938 | FALSE |  | FALSE |  | FALSE |  | FALSE |  | FALSE |  | FALSE | 0 | FALSE | 0 | FALSE | 0 | FALSE | 0 | FALSE | 0 | FALSE | 0 | FALSE | 0 | FALSE | 0 | FALSE | 0 | FALSE | 0 | FALSE | 0 | FALSE | 0 | FALSE | 0 | FALSE | 0 | FALSE | 0 | FALSE | 0 | FALSE | 0 | FALSE | 0 | FALSE | 0 | FALSE | 0 | FALSE | 0 | FALSE | 0 | FALSE | 0 | FALSE | 0 | FALSE | 0 | TRUE | 900 | FALSE | 0 | FALSE | 0 | FALSE | 0 | FALSE | 0 | FALSE | 0 | FALSE | 0 | FALSE | 0 | FALSE | 0 | FALSE | 0 | FALSE | 0 | FALSE | 0 | FALSE | 0 | FALSE | 0 | FALSE | 0 | FALSE | 0 | FALSE | 0 | FALSE | 0 | FALSE | 0 | FALSE | 0 | FALSE | 0
50 |  | 0 | 1937 | FALSE |  | FALSE |  | FALSE |  | FALSE |  | FALSE |  | FALSE | 0 | FALSE | 0 | FALSE | 0 | FALSE | 0 | FALSE | 0 | FALSE | 0 | FALSE | 0 | FALSE | 0 | FALSE | 0 | FALSE | 0 | FALSE | 0 | FALSE | 0 | FALSE | 0 | FALSE | 0 | FALSE | 0 | FALSE | 0 | FALSE | 0 | FALSE | 0 | FALSE | 0 | FALSE | 0 | FALSE | 0 | FALSE | 0 | FALSE | 0 | FALSE | 0 | FALSE | 0 | TRUE | 900 | FALSE | 0 | FALSE | 0 | FALSE | 0 | FALSE | 0 | FALSE | 0 | FALSE | 0 | FALSE | 0 | FALSE | 0 | FALSE | 0 | FALSE | 0 | FALSE | 0 | FALSE | 0 | FALSE | 0 | FALSE | 0 | FALSE | 0 | FALSE | 0 | FALSE | 0 | FALSE | 0 | FALSE | 0 | FALSE | 0
50 |  | 0 | 1936 | FALSE |  | FALSE |  | FALSE |  | FALSE |  | FALSE |  | FALSE | 0 | FALSE | 0 | FALSE | 0 | FALSE | 0 | FALSE | 0 | FALSE | 0 | FALSE | 0 | FALSE | 0 | FALSE | 0 | FALSE | 0 | FALSE | 0 | FALSE | 0 | FALSE | 0 | FALSE | 0 | FALSE | 0 | FALSE | 0 | FALSE | 0 | FALSE | 0 | FALSE | 0 | FALSE | 0 | FALSE | 0 | FALSE | 0 | FALSE | 0 | FALSE | 0 | FALSE | 0 | TRUE | 900 | FALSE | 0 | FALSE | 0 | FALSE | 0 | FALSE | 0 | FALSE | 0 | FALSE | 0 | FALSE | 0 | FALSE | 0 | FALSE | 0 | FALSE | 0 | FALSE | 0 | FALSE | 0 | FALSE | 0 | FALSE | 0 | FALSE | 0 | FALSE | 0 | FALSE | 0 | FALSE | 0 | FALSE | 0 | FALSE | 0
50 |  | 0 | 1935 | FALSE |  | FALSE |  | FALSE |  | FALSE |  | FALSE |  | FALSE | 0 | FALSE | 0 | FALSE | 0 | FALSE | 0 | FALSE | 0 | FALSE | 0 | FALSE | 0 | FALSE | 0 | FALSE | 0 | FALSE | 0 | FALSE | 0 | FALSE | 0 | FALSE | 0 | FALSE | 0 | FALSE | 0 | FALSE | 0 | FALSE | 0 | FALSE | 0 | FALSE | 0 | FALSE | 0 | FALSE | 0 | FALSE | 0 | FALSE | 0 | FALSE | 0 | FALSE | 0 | TRUE | 900 | FALSE | 0 | FALSE | 0 | FALSE | 0 | FALSE | 0 | FALSE | 0 | FALSE | 0 | FALSE | 0 | FALSE | 0 | FALSE | 0 | FALSE | 0 | FALSE | 0 | FALSE | 0 | FALSE | 0 | FALSE | 0 | FALSE | 0 | FALSE | 0 | FALSE | 0 | FALSE | 0 | FALSE | 0 | FALSE | 0
50 |  | 0 | 1934 | FALSE |  | FALSE |  | FALSE |  | FALSE |  | FALSE |  | FALSE | 0 | FALSE | 0 | FALSE | 0 | FALSE | 0 | FALSE | 0 | FALSE | 0 | FALSE | 0 | FALSE | 0 | FALSE | 0 | FALSE | 0 | FALSE | 0 | FALSE | 0 | FALSE | 0 | FALSE | 0 | FALSE | 0 | FALSE | 0 | FALSE | 0 | FALSE | 0 | FALSE | 0 | FALSE | 0 | FALSE | 0 | FALSE | 0 | FALSE | 0 | FALSE | 0 | FALSE | 0 | TRUE | 900 | FALSE | 0 | FALSE | 0 | FALSE | 0 | FALSE | 0 | FALSE | 0 | FALSE | 0 | FALSE | 0 | FALSE | 0 | FALSE | 0 | FALSE | 0 | FALSE | 0 | FALSE | 0 | FALSE | 0 | FALSE | 0 | FALSE | 0 | FALSE | 0 | FALSE | 0 | FALSE | 0 | FALSE | 0 | FALSE | 0
50 |  | 0 | 1933 | FALSE |  | FALSE |  | FALSE |  | FALSE |  | FALSE |  | FALSE | 0 | FALSE | 0 | FALSE | 0 | FALSE | 0 | FALSE | 0 | FALSE | 0 | FALSE | 0 | FALSE | 0 | FALSE | 0 | FALSE | 0 | FALSE | 0 | FALSE | 0 | FALSE | 0 | FALSE | 0 | FALSE | 0 | FALSE | 0 | FALSE | 0 | FALSE | 0 | FALSE | 0 | FALSE | 0 | FALSE | 0 | FALSE | 0 | FALSE | 0 | FALSE | 0 | FALSE | 0 | TRUE | 900 | FALSE | 0 | FALSE | 0 | FALSE | 0 | FALSE | 0 | FALSE | 0 | FALSE | 0 | FALSE | 0 | FALSE | 0 | FALSE | 0 | FALSE | 0 | FALSE | 0 | FALSE | 0 | FALSE | 0 | FALSE | 0 | FALSE | 0 | FALSE | 0 | FALSE | 0 | FALSE | 0 | FALSE | 0 | FALSE | 0
50 |  | 0 | 1932 | FALSE |  | FALSE |  | FALSE |  | FALSE |  | FALSE |  | FALSE | 0 | FALSE | 0 | FALSE | 0 | FALSE | 0 | FALSE | 0 | FALSE | 0 | FALSE | 0 | FALSE | 0 | FALSE | 0 | FALSE | 0 | FALSE | 0 | FALSE | 0 | FALSE | 0 | FALSE | 0 | FALSE | 0 | FALSE | 0 | FALSE | 0 | FALSE | 0 | FALSE | 0 | FALSE | 0 | FALSE | 0 | FALSE | 0 | FALSE | 0 | FALSE | 0 | FALSE | 0 | TRUE | 900 | FALSE | 0 | FALSE | 0 | FALSE | 0 | FALSE | 0 | FALSE | 0 | FALSE | 0 | FALSE | 0 | FALSE | 0 | FALSE | 0 | FALSE | 0 | FALSE | 0 | FALSE | 0 | FALSE | 0 | FALSE | 0 | FALSE | 0 | FALSE | 0 | FALSE | 0 | FALSE | 0 | FALSE | 0 | FALSE | 0
50 |  | 0 | 1931 | FALSE |  | FALSE |  | FALSE |  | FALSE |  | FALSE |  | FALSE | 0 | FALSE | 0 | FALSE | 0 | FALSE | 0 | FALSE | 0 | FALSE | 0 | FALSE | 0 | FALSE | 0 | FALSE | 0 | FALSE | 0 | FALSE | 0 | FALSE | 0 | FALSE | 0 | FALSE | 0 | FALSE | 0 | FALSE | 0 | FALSE | 0 | FALSE | 0 | FALSE | 0 | FALSE | 0 | FALSE | 0 | FALSE | 0 | FALSE | 0 | FALSE | 0 | FALSE | 0 | TRUE | 900 | FALSE | 0 | FALSE | 0 | FALSE | 0 | FALSE | 0 | FALSE | 0 | FALSE | 0 | FALSE | 0 | FALSE | 0 | FALSE | 0 | FALSE | 0 | FALSE | 0 | FALSE | 0 | FALSE | 0 | FALSE | 0 | FALSE | 0 | FALSE | 0 | FALSE | 0 | FALSE | 0 | FALSE | 0 | FALSE | 0
50 |  | 0 | 1930 | FALSE |  | FALSE |  | FALSE |  | FALSE |  | FALSE |  | FALSE | 0 | FALSE | 0 | FALSE | 0 | FALSE | 0 | FALSE | 0 | FALSE | 0 | FALSE | 0 | FALSE | 0 | FALSE | 0 | FALSE | 0 | FALSE | 0 | FALSE | 0 | FALSE | 0 | FALSE | 0 | FALSE | 0 | FALSE | 0 | FALSE | 0 | FALSE | 0 | FALSE | 0 | FALSE | 0 | FALSE | 0 | FALSE | 0 | FALSE | 0 | FALSE | 0 | FALSE | 0 | TRUE | 900 | FALSE | 0 | FALSE | 0 | FALSE | 0 | FALSE | 0 | FALSE | 0 | FALSE | 0 | FALSE | 0 | FALSE | 0 | FALSE | 0 | FALSE | 0 | FALSE | 0 | FALSE | 0 | FALSE | 0 | FALSE | 0 | FALSE | 0 | FALSE | 0 | FALSE | 0 | FALSE | 0 | FALSE | 0 | FALSE | 0
50 |  | 0 | 1929 | FALSE |  | FALSE |  | FALSE |  | FALSE |  | FALSE |  | FALSE | 0 | FALSE | 0 | FALSE | 0 | FALSE | 0 | FALSE | 0 | FALSE | 0 | FALSE | 0 | FALSE | 0 | FALSE | 0 | FALSE | 0 | FALSE | 0 | FALSE | 0 | FALSE | 0 | FALSE | 0 | FALSE | 0 | FALSE | 0 | FALSE | 0 | FALSE | 0 | FALSE | 0 | FALSE | 0 | FALSE | 0 | FALSE | 0 | FALSE | 0 | FALSE | 0 | FALSE | 0 | TRUE | 900 | FALSE | 0 | FALSE | 0 | FALSE | 0 | FALSE | 0 | FALSE | 0 | FALSE | 0 | FALSE | 0 | FALSE | 0 | FALSE | 0 | FALSE | 0 | FALSE | 0 | FALSE | 0 | FALSE | 0 | FALSE | 0 | FALSE | 0 | FALSE | 0 | FALSE | 0 | FALSE | 0 | FALSE | 0 | FALSE | 0
50 |  | 0 | 1928 | FALSE |  | FALSE |  | FALSE |  | FALSE |  | FALSE |  | FALSE | 0 | FALSE | 0 | FALSE | 0 | FALSE | 0 | FALSE | 0 | FALSE | 0 | FALSE | 0 | FALSE | 0 | FALSE | 0 | FALSE | 0 | FALSE | 0 | FALSE | 0 | FALSE | 0 | FALSE | 0 | FALSE | 0 | FALSE | 0 | FALSE | 0 | FALSE | 0 | FALSE | 0 | FALSE | 0 | FALSE | 0 | FALSE | 0 | FALSE | 0 | FALSE | 0 | FALSE | 0 | TRUE | 900 | FALSE | 0 | FALSE | 0 | FALSE | 0 | FALSE | 0 | FALSE | 0 | FALSE | 0 | FALSE | 0 | FALSE | 0 | FALSE | 0 | FALSE | 0 | FALSE | 0 | FALSE | 0 | FALSE | 0 | FALSE | 0 | FALSE | 0 | FALSE | 0 | FALSE | 0 | FALSE | 0 | FALSE | 0 | FALSE | 0
50 |  | 0 | 1927 | FALSE |  | FALSE |  | FALSE |  | FALSE |  | FALSE |  | FALSE | 0 | FALSE | 0 | FALSE | 0 | FALSE | 0 | FALSE | 0 | FALSE | 0 | FALSE | 0 | FALSE | 0 | FALSE | 0 | FALSE | 0 | FALSE | 0 | FALSE | 0 | FALSE | 0 | FALSE | 0 | FALSE | 0 | FALSE | 0 | FALSE | 0 | FALSE | 0 | FALSE | 0 | FALSE | 0 | FALSE | 0 | FALSE | 0 | FALSE | 0 | FALSE | 0 | FALSE | 0 | TRUE | 900 | FALSE | 0 | FALSE | 0 | FALSE | 0 | FALSE | 0 | FALSE | 0 | FALSE | 0 | FALSE | 0 | FALSE | 0 | FALSE | 0 | FALSE | 0 | FALSE | 0 | FALSE | 0 | FALSE | 0 | FALSE | 0 | FALSE | 0 | FALSE | 0 | FALSE | 0 | FALSE | 0 | FALSE | 0 | FALSE | 0
50 |  | 0 | 1926 | FALSE |  | FALSE |  | FALSE |  | FALSE |  | FALSE |  | FALSE | 0 | FALSE | 0 | FALSE | 0 | FALSE | 0 | FALSE | 0 | FALSE | 0 | FALSE | 0 | FALSE | 0 | FALSE | 0 | FALSE | 0 | FALSE | 0 | FALSE | 0 | FALSE | 0 | FALSE | 0 | FALSE | 0 | FALSE | 0 | FALSE | 0 | FALSE | 0 | FALSE | 0 | FALSE | 0 | FALSE | 0 | FALSE | 0 | FALSE | 0 | FALSE | 0 | FALSE | 0 | TRUE | 900 | FALSE | 0 | FALSE | 0 | FALSE | 0 | FALSE | 0 | FALSE | 0 | FALSE | 0 | FALSE | 0 | FALSE | 0 | FALSE | 0 | FALSE | 0 | FALSE | 0 | FALSE | 0 | FALSE | 0 | FALSE | 0 | FALSE | 0 | FALSE | 0 | FALSE | 0 | FALSE | 0 | FALSE | 0 | FALSE | 0
50 |  | 0 | 1925 | FALSE |  | FALSE |  | FALSE |  | FALSE |  | FALSE |  | FALSE | 0 | FALSE | 0 | FALSE | 0 | FALSE | 0 | FALSE | 0 | FALSE | 0 | FALSE | 0 | FALSE | 0 | FALSE | 0 | FALSE | 0 | FALSE | 0 | FALSE | 0 | FALSE | 0 | FALSE | 0 | FALSE | 0 | FALSE | 0 | FALSE | 0 | FALSE | 0 | FALSE | 0 | FALSE | 0 | FALSE | 0 | FALSE | 0 | FALSE | 0 | FALSE | 0 | FALSE | 0 | TRUE | 900 | FALSE | 0 | FALSE | 0 | FALSE | 0 | FALSE | 0 | FALSE | 0 | FALSE | 0 | FALSE | 0 | FALSE | 0 | FALSE | 0 | FALSE | 0 | FALSE | 0 | FALSE | 0 | FALSE | 0 | FALSE | 0 | FALSE | 0 | FALSE | 0 | FALSE | 0 | FALSE | 0 | FALSE | 0 | FALSE | 0
50 |  | 0 | 1924 | FALSE |  | FALSE |  | FALSE |  | FALSE |  | FALSE |  | FALSE | 0 | FALSE | 0 | FALSE | 0 | FALSE | 0 | FALSE | 0 | FALSE | 0 | FALSE | 0 | FALSE | 0 | FALSE | 0 | FALSE | 0 | FALSE | 0 | FALSE | 0 | FALSE | 0 | FALSE | 0 | FALSE | 0 | FALSE | 0 | FALSE | 0 | FALSE | 0 | FALSE | 0 | FALSE | 0 | FALSE | 0 | FALSE | 0 | FALSE | 0 | FALSE | 0 | FALSE | 0 | TRUE | 900 | FALSE | 0 | FALSE | 0 | FALSE | 0 | FALSE | 0 | FALSE | 0 | FALSE | 0 | FALSE | 0 | FALSE | 0 | FALSE | 0 | FALSE | 0 | FALSE | 0 | FALSE | 0 | FALSE | 0 | FALSE | 0 | FALSE | 0 | FALSE | 0 | FALSE | 0 | FALSE | 0 | FALSE | 0 | FALSE | 0
50 |  | 0 | 1923 | FALSE |  | FALSE |  | FALSE |  | FALSE |  | FALSE |  | FALSE | 0 | FALSE | 0 | FALSE | 0 | FALSE | 0 | FALSE | 0 | FALSE | 0 | FALSE | 0 | FALSE | 0 | FALSE | 0 | FALSE | 0 | FALSE | 0 | FALSE | 0 | FALSE | 0 | FALSE | 0 | FALSE | 0 | FALSE | 0 | FALSE | 0 | FALSE | 0 | FALSE | 0 | FALSE | 0 | FALSE | 0 | FALSE | 0 | FALSE | 0 | FALSE | 0 | FALSE | 0 | TRUE | 900 | FALSE | 0 | FALSE | 0 | FALSE | 0 | FALSE | 0 | FALSE | 0 | FALSE | 0 | FALSE | 0 | FALSE | 0 | FALSE | 0 | FALSE | 0 | FALSE | 0 | FALSE | 0 | FALSE | 0 | FALSE | 0 | FALSE | 0 | FALSE | 0 | FALSE | 0 | FALSE | 0 | FALSE | 0 | FALSE | 0
50 |  | 0 | 1922 | FALSE |  | FALSE |  | FALSE |  | FALSE |  | FALSE |  | FALSE | 0 | FALSE | 0 | FALSE | 0 | FALSE | 0 | FALSE | 0 | FALSE | 0 | FALSE | 0 | FALSE | 0 | FALSE | 0 | FALSE | 0 | FALSE | 0 | FALSE | 0 | FALSE | 0 | FALSE | 0 | FALSE | 0 | FALSE | 0 | FALSE | 0 | FALSE | 0 | FALSE | 0 | FALSE | 0 | FALSE | 0 | FALSE | 0 | FALSE | 0 | FALSE | 0 | FALSE | 0 | TRUE | 900 | FALSE | 0 | FALSE | 0 | FALSE | 0 | FALSE | 0 | FALSE | 0 | FALSE | 0 | FALSE | 0 | FALSE | 0 | FALSE | 0 | FALSE | 0 | FALSE | 0 | FALSE | 0 | FALSE | 0 | FALSE | 0 | FALSE | 0 | FALSE | 0 | FALSE | 0 | FALSE | 0 | FALSE | 0 | FALSE | 0
50 |  | 0 | 1921 | FALSE |  | FALSE |  | FALSE |  | FALSE |  | FALSE |  | FALSE | 0 | FALSE | 0 | FALSE | 0 | FALSE | 0 | FALSE | 0 | FALSE | 0 | FALSE | 0 | FALSE | 0 | FALSE | 0 | FALSE | 0 | FALSE | 0 | FALSE | 0 | FALSE | 0 | FALSE | 0 | FALSE | 0 | FALSE | 0 | FALSE | 0 | FALSE | 0 | FALSE | 0 | FALSE | 0 | FALSE | 0 | FALSE | 0 | FALSE | 0 | FALSE | 0 | FALSE | 0 | TRUE | 900 | FALSE | 0 | FALSE | 0 | FALSE | 0 | FALSE | 0 | FALSE | 0 | FALSE | 0 | FALSE | 0 | FALSE | 0 | FALSE | 0 | FALSE | 0 | FALSE | 0 | FALSE | 0 | FALSE | 0 | FALSE | 0 | FALSE | 0 | FALSE | 0 | FALSE | 0 | FALSE | 0 | FALSE | 0 | FALSE | 0
50 |  | 0 | 1920 | FALSE |  | FALSE |  | FALSE |  | FALSE |  | FALSE |  | FALSE | 0 | FALSE | 0 | FALSE | 0 | FALSE | 0 | FALSE | 0 | FALSE | 0 | FALSE | 0 | FALSE | 0 | FALSE | 0 | FALSE | 0 | FALSE | 0 | FALSE | 0 | FALSE | 0 | FALSE | 0 | FALSE | 0 | FALSE | 0 | FALSE | 0 | FALSE | 0 | FALSE | 0 | FALSE | 0 | FALSE | 0 | FALSE | 0 | FALSE | 0 | FALSE | 0 | FALSE | 0 | TRUE | 900 | FALSE | 0 | FALSE | 0 | FALSE | 0 | FALSE | 0 | FALSE | 0 | FALSE | 0 | FALSE | 0 | FALSE | 0 | FALSE | 0 | FALSE | 0 | FALSE | 0 | FALSE | 0 | FALSE | 0 | FALSE | 0 | FALSE | 0 | FALSE | 0 | FALSE | 0 | FALSE | 0 | FALSE | 0 | FALSE | 0
50 |  | 0 | 1919 | FALSE |  | FALSE |  | FALSE |  | FALSE |  | FALSE |  | FALSE | 0 | FALSE | 0 | FALSE | 0 | FALSE | 0 | FALSE | 0 | FALSE | 0 | FALSE | 0 | FALSE | 0 | FALSE | 0 | FALSE | 0 | FALSE | 0 | FALSE | 0 | FALSE | 0 | FALSE | 0 | FALSE | 0 | FALSE | 0 | FALSE | 0 | FALSE | 0 | FALSE | 0 | FALSE | 0 | FALSE | 0 | FALSE | 0 | FALSE | 0 | FALSE | 0 | FALSE | 0 | TRUE | 900 | FALSE | 0 | FALSE | 0 | FALSE | 0 | FALSE | 0 | FALSE | 0 | FALSE | 0 | FALSE | 0 | FALSE | 0 | FALSE | 0 | FALSE | 0 | FALSE | 0 | FALSE | 0 | FALSE | 0 | FALSE | 0 | FALSE | 0 | FALSE | 0 | FALSE | 0 | FALSE | 0 | FALSE | 0 | FALSE | 0
50 |  | 0 | 1918 | FALSE |  | FALSE |  | FALSE |  | FALSE |  | FALSE |  | FALSE | 0 | FALSE | 0 | FALSE | 0 | FALSE | 0 | FALSE | 0 | FALSE | 0 | FALSE | 0 | FALSE | 0 | FALSE | 0 | FALSE | 0 | FALSE | 0 | FALSE | 0 | FALSE | 0 | FALSE | 0 | FALSE | 0 | FALSE | 0 | FALSE | 0 | FALSE | 0 | FALSE | 0 | FALSE | 0 | FALSE | 0 | FALSE | 0 | FALSE | 0 | FALSE | 0 | FALSE | 0 | TRUE | 900 | FALSE | 0 | FALSE | 0 | FALSE | 0 | FALSE | 0 | FALSE | 0 | FALSE | 0 | FALSE | 0 | FALSE | 0 | FALSE | 0 | FALSE | 0 | FALSE | 0 | FALSE | 0 | FALSE | 0 | FALSE | 0 | FALSE | 0 | FALSE | 0 | FALSE | 0 | FALSE | 0 | FALSE | 0 | FALSE | 0
50 |  | 0 | 1917 | FALSE |  | FALSE |  | FALSE |  | FALSE |  | FALSE | 0 | FALSE | 0 | FALSE | 0 | FALSE | 0 | FALSE | 0 | FALSE | 0 | FALSE | 0 | FALSE | 0 | FALSE | 0 | FALSE | 0 | FALSE | 0 | FALSE | 0 | FALSE | 0 | FALSE | 0 | FALSE | 0 | FALSE | 0 | FALSE | 0 | FALSE | 0 | FALSE | 0 | FALSE | 0 | FALSE | 0 | FALSE | 0 | FALSE | 0 | FALSE | 0 | FALSE | 0 | FALSE | 0 | TRUE | 900 | FALSE | 0 | FALSE | 0 | FALSE | 0 | FALSE | 0 | FALSE | 0 | FALSE | 0 | FALSE | 0 | FALSE | 0 | FALSE | 0 | FALSE | 0 | FALSE | 0 | FALSE | 0 | FALSE | 0 | FALSE | 0 | FALSE | 0 | FALSE | 0 | FALSE | 0 | FALSE | 0 | FALSE | 0 | FALSE | 0
50 |  | 0 | 1916 | FALSE |  | FALSE |  | FALSE |  | FALSE |  | FALSE | 0 | FALSE | 0 | FALSE | 0 | FALSE | 0 | FALSE | 0 | FALSE | 0 | FALSE | 0 | FALSE | 0 | FALSE | 0 | FALSE | 0 | FALSE | 0 | FALSE | 0 | FALSE | 0 | FALSE | 0 | FALSE | 0 | FALSE | 0 | FALSE | 0 | FALSE | 0 | FALSE | 0 | FALSE | 0 | FALSE | 0 | FALSE | 0 | FALSE | 0 | FALSE | 0 | FALSE | 0 | FALSE | 0 | TRUE | 900 | FALSE | 0 | FALSE | 0 | FALSE | 0 | FALSE | 0 | FALSE | 0 | FALSE | 0 | FALSE | 0 | FALSE | 0 | FALSE | 0 | FALSE | 0 | FALSE | 0 | FALSE | 0 | FALSE | 0 | FALSE | 0 | FALSE | 0 | FALSE | 0 | FALSE | 0 | FALSE | 0 | FALSE | 0 | FALSE | 0
50 |  | 0 | 1915 | FALSE |  | FALSE |  | FALSE |  | FALSE |  | FALSE | 0 | FALSE | 0 | FALSE | 0 | FALSE | 0 | FALSE | 0 | FALSE | 0 | FALSE | 0 | FALSE | 0 | FALSE | 0 | FALSE | 0 | FALSE | 0 | FALSE | 0 | FALSE | 0 | FALSE | 0 | FALSE | 0 | FALSE | 0 | FALSE | 0 | FALSE | 0 | FALSE | 0 | FALSE | 0 | FALSE | 0 | FALSE | 0 | FALSE | 0 | FALSE | 0 | FALSE | 0 | FALSE | 0 | TRUE | 900 | FALSE | 0 | FALSE | 0 | FALSE | 0 | FALSE | 0 | FALSE | 0 | FALSE | 0 | FALSE | 0 | FALSE | 0 | FALSE | 0 | FALSE | 0 | FALSE | 0 | FALSE | 0 | FALSE | 0 | FALSE | 0 | FALSE | 0 | FALSE | 0 | FALSE | 0 | FALSE | 0 | FALSE | 0 | FALSE | 0
50 |  | 0 | 1914 | FALSE |  | FALSE |  | FALSE |  | FALSE |  | FALSE | 0 | FALSE | 0 | FALSE | 0 | FALSE | 0 | FALSE | 0 | FALSE | 0 | FALSE | 0 | FALSE | 0 | FALSE | 0 | FALSE | 0 | FALSE | 0 | FALSE | 0 | FALSE | 0 | FALSE | 0 | FALSE | 0 | FALSE | 0 | FALSE | 0 | FALSE | 0 | FALSE | 0 | FALSE | 0 | FALSE | 0 | FALSE | 0 | FALSE | 0 | FALSE | 0 | FALSE | 0 | FALSE | 0 | TRUE | 900 | FALSE | 0 | FALSE | 0 | FALSE | 0 | FALSE | 0 | FALSE | 0 | FALSE | 0 | FALSE | 0 | FALSE | 0 | FALSE | 0 | FALSE | 0 | FALSE | 0 | FALSE | 0 | FALSE | 0 | FALSE | 0 | FALSE | 0 | FALSE | 0 | FALSE | 0 | FALSE | 0 | FALSE | 0 | FALSE | 0
50 |  | 0 | 1913 | FALSE |  | FALSE |  | FALSE |  | FALSE |  | FALSE | 0 | FALSE | 0 | FALSE | 0 | FALSE | 0 | FALSE | 0 | FALSE | 0 | FALSE | 0 | FALSE | 0 | FALSE | 0 | FALSE | 0 | FALSE | 0 | FALSE | 0 | FALSE | 0 | FALSE | 0 | FALSE | 0 | FALSE | 0 | FALSE | 0 | FALSE | 0 | FALSE | 0 | FALSE | 0 | FALSE | 0 | FALSE | 0 | FALSE | 0 | FALSE | 0 | FALSE | 0 | FALSE | 0 | TRUE | 900 | FALSE | 0 | FALSE | 0 | FALSE | 0 | FALSE | 0 | FALSE | 0 | FALSE | 0 | FALSE | 0 | FALSE | 0 | FALSE | 0 | FALSE | 0 | FALSE | 0 | FALSE | 0 | FALSE | 0 | FALSE | 0 | FALSE | 0 | FALSE | 0 | FALSE | 0 | FALSE | 0 | FALSE | 0 | FALSE | 0
50 |  | 0 | 1912 | FALSE |  | FALSE |  | FALSE |  | FALSE |  | FALSE | 0 | FALSE | 0 | FALSE | 0 | FALSE | 0 | FALSE | 0 | FALSE | 0 | FALSE | 0 | FALSE | 0 | FALSE | 0 | FALSE | 0 | FALSE | 0 | FALSE | 0 | FALSE | 0 | FALSE | 0 | FALSE | 0 | FALSE | 0 | FALSE | 0 | FALSE | 0 | FALSE | 0 | FALSE | 0 | FALSE | 0 | FALSE | 0 | FALSE | 0 | FALSE | 0 | FALSE | 0 | FALSE | 0 | TRUE | 900 | FALSE | 0 | FALSE | 0 | FALSE | 0 | FALSE | 0 | FALSE | 0 | FALSE | 0 | FALSE | 0 | FALSE | 0 | FALSE | 0 | FALSE | 0 | FALSE | 0 | FALSE | 0 | FALSE | 0 | FALSE | 0 | FALSE | 0 | FALSE | 0 | FALSE | 0 | FALSE | 0 | FALSE | 0 | FALSE | 0
50 |  | 0 | 1911 | FALSE |  | FALSE |  | FALSE |  | FALSE |  | FALSE | 0 | FALSE | 0 | FALSE | 0 | FALSE | 0 | FALSE | 0 | FALSE | 0 | FALSE | 0 | FALSE | 0 | FALSE | 0 | FALSE | 0 | FALSE | 0 | FALSE | 0 | FALSE | 0 | FALSE | 0 | FALSE | 0 | FALSE | 0 | FALSE | 0 | FALSE | 0 | FALSE | 0 | FALSE | 0 | FALSE | 0 | FALSE | 0 | FALSE | 0 | FALSE | 0 | FALSE | 0 | FALSE | 0 | TRUE | 900 | FALSE | 0 | FALSE | 0 | FALSE | 0 | FALSE | 0 | FALSE | 0 | FALSE | 0 | FALSE | 0 | FALSE | 0 | FALSE | 0 | FALSE | 0 | FALSE | 0 | FALSE | 0 | FALSE | 0 | FALSE | 0 | FALSE | 0 | FALSE | 0 | FALSE | 0 | FALSE | 0 | FALSE | 0 | FALSE | 0
50 |  | 0 | 1910 | FALSE |  | FALSE |  | FALSE |  | FALSE |  | FALSE | 0 | FALSE | 0 | FALSE | 0 | FALSE | 0 | FALSE | 0 | FALSE | 0 | FALSE | 0 | FALSE | 0 | FALSE | 0 | FALSE | 0 | FALSE | 0 | FALSE | 0 | FALSE | 0 | FALSE | 0 | FALSE | 0 | FALSE | 0 | FALSE | 0 | FALSE | 0 | FALSE | 0 | FALSE | 0 | FALSE | 0 | FALSE | 0 | FALSE | 0 | FALSE | 0 | FALSE | 0 | FALSE | 0 | TRUE | 900 | FALSE | 0 | FALSE | 0 | FALSE | 0 | FALSE | 0 | FALSE | 0 | FALSE | 0 | FALSE | 0 | FALSE | 0 | FALSE | 0 | FALSE | 0 | FALSE | 0 | FALSE | 0 | FALSE | 0 | FALSE | 0 | FALSE | 0 | FALSE | 0 | FALSE | 0 | FALSE | 0 | FALSE | 0 | FALSE | 0
50 |  | 0 | 1909 | FALSE |  | FALSE |  | FALSE |  | FALSE |  | FALSE | 0 | FALSE | 0 | FALSE | 0 | FALSE | 0 | FALSE | 0 | FALSE | 0 | FALSE | 0 | FALSE | 0 | FALSE | 0 | FALSE | 0 | FALSE | 0 | FALSE | 0 | FALSE | 0 | FALSE | 0 | FALSE | 0 | FALSE | 0 | FALSE | 0 | FALSE | 0 | FALSE | 0 | FALSE | 0 | FALSE | 0 | FALSE | 0 | FALSE | 0 | FALSE | 0 | FALSE | 0 | FALSE | 0 | TRUE | 900 | FALSE | 0 | FALSE | 0 | FALSE | 0 | FALSE | 0 | FALSE | 0 | FALSE | 0 | FALSE | 0 | FALSE | 0 | FALSE | 0 | FALSE | 0 | FALSE | 0 | FALSE | 0 | FALSE | 0 | FALSE | 0 | FALSE | 0 | FALSE | 0 | FALSE | 0 | FALSE | 0 | FALSE | 0 | FALSE | 0
50 |  | 0 | 1908 | FALSE |  | FALSE |  | FALSE |  | FALSE |  | FALSE | 0 | FALSE | 0 | FALSE | 0 | FALSE | 0 | FALSE | 0 | FALSE | 0 | FALSE | 0 | FALSE | 0 | FALSE | 0 | FALSE | 0 | FALSE | 0 | FALSE | 0 | FALSE | 0 | FALSE | 0 | FALSE | 0 | FALSE | 0 | FALSE | 0 | FALSE | 0 | FALSE | 0 | FALSE | 0 | FALSE | 0 | FALSE | 0 | FALSE | 0 | FALSE | 0 | FALSE | 0 | FALSE | 0 | TRUE | 900 | FALSE | 0 | FALSE | 0 | FALSE | 0 | FALSE | 0 | FALSE | 0 | FALSE | 0 | FALSE | 0 | FALSE | 0 | FALSE | 0 | FALSE | 0 | FALSE | 0 | FALSE | 0 | FALSE | 0 | FALSE | 0 | FALSE | 0 | FALSE | 0 | FALSE | 0 | FALSE | 0 | FALSE | 0 | FALSE | 0
50 |  | 0 | 1907 | FALSE |  | FALSE |  | FALSE |  | FALSE |  | FALSE | 0 | FALSE | 0 | FALSE | 0 | FALSE | 0 | FALSE | 0 | FALSE | 0 | FALSE | 0 | FALSE | 0 | FALSE | 0 | FALSE | 0 | FALSE | 0 | FALSE | 0 | FALSE | 0 | FALSE | 0 | FALSE | 0 | FALSE | 0 | FALSE | 0 | FALSE | 0 | FALSE | 0 | FALSE | 0 | FALSE | 0 | FALSE | 0 | FALSE | 0 | FALSE | 0 | FALSE | 0 | FALSE | 0 | TRUE | 900 | FALSE | 0 | FALSE | 0 | FALSE | 0 | FALSE | 0 | FALSE | 0 | FALSE | 0 | FALSE | 0 | FALSE | 0 | FALSE | 0 | FALSE | 0 | FALSE | 0 | FALSE | 0 | FALSE | 0 | FALSE | 0 | FALSE | 0 | FALSE | 0 | FALSE | 0 | FALSE | 0 | FALSE | 0 | FALSE | 0
50 |  | 0 | 1906 | FALSE |  | FALSE |  | FALSE |  | FALSE |  | FALSE | 0 | FALSE | 0 | FALSE | 0 | FALSE | 0 | FALSE | 0 | FALSE | 0 | FALSE | 0 | FALSE | 0 | FALSE | 0 | FALSE | 0 | FALSE | 0 | FALSE | 0 | FALSE | 0 | FALSE | 0 | FALSE | 0 | FALSE | 0 | FALSE | 0 | FALSE | 0 | FALSE | 0 | FALSE | 0 | FALSE | 0 | FALSE | 0 | FALSE | 0 | FALSE | 0 | FALSE | 0 | FALSE | 0 | TRUE | 900 | FALSE | 0 | FALSE | 0 | FALSE | 0 | FALSE | 0 | FALSE | 0 | FALSE | 0 | FALSE | 0 | FALSE | 0 | FALSE | 0 | FALSE | 0 | FALSE | 0 | FALSE | 0 | FALSE | 0 | FALSE | 0 | FALSE | 0 | FALSE | 0 | FALSE | 0 | FALSE | 0 | FALSE | 0 | FALSE | 0
50 |  | 0 | 1905 | FALSE |  | FALSE |  | FALSE |  | FALSE |  | FALSE | 0 | FALSE | 0 | FALSE | 0 | FALSE | 0 | FALSE | 0 | FALSE | 0 | FALSE | 0 | FALSE | 0 | FALSE | 0 | FALSE | 0 | FALSE | 0 | FALSE | 0 | FALSE | 0 | FALSE | 0 | FALSE | 0 | FALSE | 0 | FALSE | 0 | FALSE | 0 | FALSE | 0 | FALSE | 0 | FALSE | 0 | FALSE | 0 | FALSE | 0 | FALSE | 0 | FALSE | 0 | FALSE | 0 | TRUE | 900 | FALSE | 0 | FALSE | 0 | FALSE | 0 | FALSE | 0 | FALSE | 0 | FALSE | 0 | FALSE | 0 | FALSE | 0 | FALSE | 0 | FALSE | 0 | FALSE | 0 | FALSE | 0 | FALSE | 0 | FALSE | 0 | FALSE | 0 | FALSE | 0 | FALSE | 0 | FALSE | 0 | FALSE | 0 | FALSE | 0
50 |  | 0 | 1904 | FALSE |  | FALSE |  | FALSE |  | FALSE |  | FALSE | 0 | FALSE | 0 | FALSE | 0 | FALSE | 0 | FALSE | 0 | FALSE | 0 | FALSE | 0 | FALSE | 0 | FALSE | 0 | FALSE | 0 | FALSE | 0 | FALSE | 0 | FALSE | 0 | FALSE | 0 | FALSE | 0 | FALSE | 0 | FALSE | 0 | FALSE | 0 | FALSE | 0 | FALSE | 0 | FALSE | 0 | FALSE | 0 | FALSE | 0 | FALSE | 0 | FALSE | 0 | FALSE | 0 | TRUE | 900 | FALSE | 0 | FALSE | 0 | FALSE | 0 | FALSE | 0 | FALSE | 0 | FALSE | 0 | FALSE | 0 | FALSE | 0 | FALSE | 0 | FALSE | 0 | FALSE | 0 | FALSE | 0 | FALSE | 0 | FALSE | 0 | FALSE | 0 | FALSE | 0 | FALSE | 0 | FALSE | 0 | FALSE | 0 | FALSE | 0
50 |  | 0 | 1903 | FALSE |  | FALSE |  | FALSE |  | FALSE |  | FALSE | 0 | FALSE | 0 | FALSE | 0 | FALSE | 0 | FALSE | 0 | FALSE | 0 | FALSE | 0 | FALSE | 0 | FALSE | 0 | FALSE | 0 | FALSE | 0 | FALSE | 0 | FALSE | 0 | FALSE | 0 | FALSE | 0 | FALSE | 0 | FALSE | 0 | FALSE | 0 | FALSE | 0 | FALSE | 0 | FALSE | 0 | FALSE | 0 | FALSE | 0 | FALSE | 0 | FALSE | 0 | FALSE | 0 | TRUE | 900 | FALSE | 0 | FALSE | 0 | FALSE | 0 | FALSE | 0 | FALSE | 0 | FALSE | 0 | FALSE | 0 | FALSE | 0 | FALSE | 0 | FALSE | 0 | FALSE | 0 | FALSE | 0 | FALSE | 0 | FALSE | 0 | FALSE | 0 | FALSE | 0 | FALSE | 0 | FALSE | 0 | FALSE | 0 | FALSE | 0
50 |  | 0 | 1902 | FALSE |  | FALSE |  | FALSE |  | FALSE |  | FALSE | 0 | FALSE | 0 | FALSE | 0 | FALSE | 0 | FALSE | 0 | FALSE | 0 | FALSE | 0 | FALSE | 0 | FALSE | 0 | FALSE | 0 | FALSE | 0 | FALSE | 0 | FALSE | 0 | FALSE | 0 | FALSE | 0 | FALSE | 0 | FALSE | 0 | FALSE | 0 | FALSE | 0 | FALSE | 0 | FALSE | 0 | FALSE | 0 | FALSE | 0 | FALSE | 0 | FALSE | 0 | FALSE | 0 | TRUE | 900 | FALSE | 0 | FALSE | 0 | FALSE | 0 | FALSE | 0 | FALSE | 0 | FALSE | 0 | FALSE | 0 | FALSE | 0 | FALSE | 0 | FALSE | 0 | FALSE | 0 | FALSE | 0 | FALSE | 0 | FALSE | 0 | FALSE | 0 | FALSE | 0 | FALSE | 0 | FALSE | 0 | FALSE | 0 | FALSE | 0
50 |  | 0 | 1901 | FALSE |  | FALSE |  | FALSE |  | FALSE |  | FALSE | 0 | FALSE | 0 | FALSE | 0 | FALSE | 0 | FALSE | 0 | FALSE | 0 | FALSE | 0 | FALSE | 0 | FALSE | 0 | FALSE | 0 | FALSE | 0 | FALSE | 0 | FALSE | 0 | FALSE | 0 | FALSE | 0 | FALSE | 0 | FALSE | 0 | FALSE | 0 | FALSE | 0 | FALSE | 0 | FALSE | 0 | FALSE | 0 | FALSE | 0 | FALSE | 0 | FALSE | 0 | FALSE | 0 | TRUE | 900 | FALSE | 0 | FALSE | 0 | FALSE | 0 | FALSE | 0 | FALSE | 0 | FALSE | 0 | FALSE | 0 | FALSE | 0 | FALSE | 0 | FALSE | 0 | FALSE | 0 | FALSE | 0 | FALSE | 0 | FALSE | 0 | FALSE | 0 | FALSE | 0 | FALSE | 0 | FALSE | 0 | FALSE | 0 | FALSE | 0
50 |  | 0 | 1900 | FALSE |  | FALSE |  | FALSE |  | FALSE |  | FALSE | 0 | FALSE | 0 | FALSE | 0 | FALSE | 0 | FALSE | 0 | FALSE | 0 | FALSE | 0 | FALSE | 0 | FALSE | 0 | FALSE | 0 | FALSE | 0 | FALSE | 0 | FALSE | 0 | FALSE | 0 | FALSE | 0 | FALSE | 0 | FALSE | 0 | FALSE | 0 | FALSE | 0 | FALSE | 0 | FALSE | 0 | FALSE | 0 | FALSE | 0 | FALSE | 0 | FALSE | 0 | FALSE | 0 | TRUE | 900 | FALSE | 0 | FALSE | 0 | FALSE | 0 | FALSE | 0 | FALSE | 0 | FALSE | 0 | FALSE | 0 | FALSE | 0 | FALSE | 0 | FALSE | 0 | FALSE | 0 | FALSE | 0 | FALSE | 0 | FALSE | 0 | FALSE | 0 | FALSE | 0 | FALSE | 0 | FALSE | 0 | FALSE | 0 | FALSE | 0
50 |  | 0 | 1899 | FALSE |  | FALSE |  | FALSE |  | FALSE |  | FALSE | 0 | FALSE | 0 | FALSE | 0 | FALSE | 0 | FALSE | 0 | FALSE | 0 | FALSE | 0 | FALSE | 0 | FALSE | 0 | FALSE | 0 | FALSE | 0 | FALSE | 0 | FALSE | 0 | FALSE | 0 | FALSE | 0 | FALSE | 0 | FALSE | 0 | FALSE | 0 | FALSE | 0 | FALSE | 0 | FALSE | 0 | FALSE | 0 | FALSE | 0 | FALSE | 0 | FALSE | 0 | FALSE | 0 | TRUE | 900 | FALSE | 0 | FALSE | 0 | FALSE | 0 | FALSE | 0 | FALSE | 0 | FALSE | 0 | FALSE | 0 | FALSE | 0 | FALSE | 0 | FALSE | 0 | FALSE | 0 | FALSE | 0 | FALSE | 0 | FALSE | 0 | FALSE | 0 | FALSE | 0 | FALSE | 0 | FALSE | 0 | FALSE | 0 | FALSE | 0
50 |  | 0 | 1898 | FALSE |  | FALSE |  | FALSE |  | FALSE |  | FALSE | 0 | FALSE | 0 | FALSE | 0 | FALSE | 0 | FALSE | 0 | FALSE | 0 | FALSE | 0 | FALSE | 0 | FALSE | 0 | FALSE | 0 | FALSE | 0 | FALSE | 0 | FALSE | 0 | FALSE | 0 | FALSE | 0 | FALSE | 0 | FALSE | 0 | FALSE | 0 | FALSE | 0 | FALSE | 0 | FALSE | 0 | FALSE | 0 | FALSE | 0 | FALSE | 0 | FALSE | 0 | FALSE | 0 | TRUE | 900 | FALSE | 0 | FALSE | 0 | FALSE | 0 | FALSE | 0 | FALSE | 0 | FALSE | 0 | FALSE | 0 | FALSE | 0 | FALSE | 0 | FALSE | 0 | FALSE | 0 | FALSE | 0 | FALSE | 0 | FALSE | 0 | FALSE | 0 | FALSE | 0 | FALSE | 0 | FALSE | 0 | FALSE | 0 | FALSE | 0
50 |  | 0 | 1897 | FALSE |  | FALSE |  | FALSE |  | FALSE |  | FALSE | 0 | FALSE | 0 | FALSE | 0 | FALSE | 0 | FALSE | 0 | FALSE | 0 | FALSE | 0 | FALSE | 0 | FALSE | 0 | FALSE | 0 | FALSE | 0 | FALSE | 0 | FALSE | 0 | FALSE | 0 | FALSE | 0 | FALSE | 0 | FALSE | 0 | FALSE | 0 | FALSE | 0 | FALSE | 0 | FALSE | 0 | FALSE | 0 | FALSE | 0 | FALSE | 0 | FALSE | 0 | FALSE | 0 | TRUE | 900 | FALSE | 0 | FALSE | 0 | FALSE | 0 | FALSE | 0 | FALSE | 0 | FALSE | 0 | FALSE | 0 | FALSE | 0 | FALSE | 0 | FALSE | 0 | FALSE | 0 | FALSE | 0 | FALSE | 0 | FALSE | 0 | FALSE | 0 | FALSE | 0 | FALSE | 0 | FALSE | 0 | FALSE | 0 | FALSE | 0
50 |  | 0 | 1896 | FALSE |  | FALSE |  | FALSE |  | FALSE |  | FALSE | 0 | FALSE | 0 | FALSE | 0 | FALSE | 0 | FALSE | 0 | FALSE | 0 | FALSE | 0 | FALSE | 0 | FALSE | 0 | FALSE | 0 | FALSE | 0 | FALSE | 0 | FALSE | 0 | FALSE | 0 | FALSE | 0 | FALSE | 0 | FALSE | 0 | FALSE | 0 | FALSE | 0 | FALSE | 0 | FALSE | 0 | FALSE | 0 | FALSE | 0 | FALSE | 0 | FALSE | 0 | FALSE | 0 | TRUE | 900 | FALSE | 0 | FALSE | 0 | FALSE | 0 | FALSE | 0 | FALSE | 0 | FALSE | 0 | FALSE | 0 | FALSE | 0 | FALSE | 0 | FALSE | 0 | FALSE | 0 | FALSE | 0 | FALSE | 0 | FALSE | 0 | FALSE | 0 | FALSE | 0 | FALSE | 0 | FALSE | 0 | FALSE | 0 | FALSE | 0
50 |  | 0 | 1895 | FALSE |  | FALSE |  | FALSE |  | FALSE |  | FALSE | 0 | FALSE | 0 | FALSE | 0 | FALSE | 0 | FALSE | 0 | FALSE | 0 | FALSE | 0 | FALSE | 0 | FALSE | 0 | FALSE | 0 | FALSE | 0 | FALSE | 0 | FALSE | 0 | FALSE | 0 | FALSE | 0 | FALSE | 0 | FALSE | 0 | FALSE | 0 | FALSE | 0 | FALSE | 0 | FALSE | 0 | FALSE | 0 | FALSE | 0 | FALSE | 0 | FALSE | 0 | FALSE | 0 | TRUE | 900 | FALSE | 0 | FALSE | 0 | FALSE | 0 | FALSE | 0 | FALSE | 0 | FALSE | 0 | FALSE | 0 | FALSE | 0 | FALSE | 0 | FALSE | 0 | FALSE | 0 | FALSE | 0 | FALSE | 0 | FALSE | 0 | FALSE | 0 | FALSE | 0 | FALSE | 0 | FALSE | 0 | FALSE | 0 | FALSE | 0
50 |  | 0 | 1894 | FALSE |  | FALSE |  | FALSE |  | FALSE |  | FALSE | 0 | FALSE | 0 | FALSE | 0 | FALSE | 0 | FALSE | 0 | FALSE | 0 | FALSE | 0 | FALSE | 0 | FALSE | 0 | FALSE | 0 | FALSE | 0 | FALSE | 0 | FALSE | 0 | FALSE | 0 | FALSE | 0 | FALSE | 0 | FALSE | 0 | FALSE | 0 | FALSE | 0 | FALSE | 0 | FALSE | 0 | FALSE | 0 | FALSE | 0 | FALSE | 0 | FALSE | 0 | FALSE | 0 | TRUE | 900 | FALSE | 0 | FALSE | 0 | FALSE | 0 | FALSE | 0 | FALSE | 0 | FALSE | 0 | FALSE | 0 | FALSE | 0 | FALSE | 0 | FALSE | 0 | FALSE | 0 | FALSE | 0 | FALSE | 0 | FALSE | 0 | FALSE | 0 | FALSE | 0 | FALSE | 0 | FALSE | 0 | FALSE | 0 | FALSE | 0
50 |  | 0 | 1893 | FALSE |  | FALSE |  | FALSE |  | FALSE |  | FALSE | 0 | FALSE | 0 | FALSE | 0 | FALSE | 0 | FALSE | 0 | FALSE | 0 | FALSE | 0 | FALSE | 0 | FALSE | 0 | FALSE | 0 | FALSE | 0 | FALSE | 0 | FALSE | 0 | FALSE | 0 | FALSE | 0 | FALSE | 0 | FALSE | 0 | FALSE | 0 | FALSE | 0 | FALSE | 0 | FALSE | 0 | FALSE | 0 | FALSE | 0 | FALSE | 0 | FALSE | 0 | FALSE | 0 | TRUE | 900 | FALSE | 0 | FALSE | 0 | FALSE | 0 | FALSE | 0 | FALSE | 0 | FALSE | 0 | FALSE | 0 | FALSE | 0 | FALSE | 0 | FALSE | 0 | FALSE | 0 | FALSE | 0 | FALSE | 0 | FALSE | 0 | FALSE | 0 | FALSE | 0 | FALSE | 0 | FALSE | 0 | FALSE | 0 | FALSE | 0
50 |  | 0 | 1892 | FALSE |  | FALSE |  | FALSE |  | FALSE |  | FALSE | 0 | FALSE | 0 | FALSE | 0 | FALSE | 0 | FALSE | 0 | FALSE | 0 | FALSE | 0 | FALSE | 0 | FALSE | 0 | FALSE | 0 | FALSE | 0 | FALSE | 0 | FALSE | 0 | FALSE | 0 | FALSE | 0 | FALSE | 0 | FALSE | 0 | FALSE | 0 | FALSE | 0 | FALSE | 0 | FALSE | 0 | FALSE | 0 | FALSE | 0 | FALSE | 0 | FALSE | 0 | FALSE | 0 | TRUE | 900 | FALSE | 0 | FALSE | 0 | FALSE | 0 | FALSE | 0 | FALSE | 0 | FALSE | 0 | FALSE | 0 | FALSE | 0 | FALSE | 0 | FALSE | 0 | FALSE | 0 | FALSE | 0 | FALSE | 0 | FALSE | 0 | FALSE | 0 | FALSE | 0 | FALSE | 0 | FALSE | 0 | FALSE | 0 | FALSE | 0
50 |  | 0 | 1891 | FALSE |  | FALSE |  | FALSE |  | FALSE |  | FALSE | 0 | FALSE | 0 | FALSE | 0 | FALSE | 0 | FALSE | 0 | FALSE | 0 | FALSE | 0 | FALSE | 0 | FALSE | 0 | FALSE | 0 | FALSE | 0 | FALSE | 0 | FALSE | 0 | FALSE | 0 | FALSE | 0 | FALSE | 0 | FALSE | 0 | FALSE | 0 | FALSE | 0 | FALSE | 0 | FALSE | 0 | FALSE | 0 | FALSE | 0 | FALSE | 0 | FALSE | 0 | FALSE | 0 | TRUE | 900 | FALSE | 0 | FALSE | 0 | FALSE | 0 | FALSE | 0 | FALSE | 0 | FALSE | 0 | FALSE | 0 | FALSE | 0 | FALSE | 0 | FALSE | 0 | FALSE | 0 | FALSE | 0 | FALSE | 0 | FALSE | 0 | FALSE | 0 | FALSE | 0 | FALSE | 0 | FALSE | 0 | FALSE | 0 | FALSE | 0
50 |  | 0 | 1890 | FALSE |  | FALSE |  | FALSE |  | FALSE |  | FALSE | 0 | FALSE | 0 | FALSE | 0 | FALSE | 0 | FALSE | 0 | FALSE | 0 | FALSE | 0 | FALSE | 0 | FALSE | 0 | FALSE | 0 | FALSE | 0 | FALSE | 0 | FALSE | 0 | FALSE | 0 | FALSE | 0 | FALSE | 0 | FALSE | 0 | FALSE | 0 | FALSE | 0 | FALSE | 0 | FALSE | 0 | FALSE | 0 | FALSE | 0 | FALSE | 0 | FALSE | 0 | FALSE | 0 | TRUE | 900 | FALSE | 0 | FALSE | 0 | FALSE | 0 | FALSE | 0 | FALSE | 0 | FALSE | 0 | FALSE | 0 | FALSE | 0 | FALSE | 0 | FALSE | 0 | FALSE | 0 | FALSE | 0 | FALSE | 0 | FALSE | 0 | FALSE | 0 | FALSE | 0 | FALSE | 0 | FALSE | 0 | FALSE | 0 | FALSE | 0
50 |  | 0 | 1889 | FALSE |  | FALSE |  | FALSE |  | FALSE |  | FALSE | 0 | FALSE | 0 | FALSE | 0 | FALSE | 0 | FALSE | 0 | FALSE | 0 | FALSE | 0 | FALSE | 0 | FALSE | 0 | FALSE | 0 | FALSE | 0 | FALSE | 0 | FALSE | 0 | FALSE | 0 | FALSE | 0 | FALSE | 0 | FALSE | 0 | FALSE | 0 | FALSE | 0 | FALSE | 0 | FALSE | 0 | FALSE | 0 | FALSE | 0 | FALSE | 0 | FALSE | 0 | FALSE | 0 | TRUE | 900 | FALSE | 0 | FALSE | 0 | FALSE | 0 | FALSE | 0 | FALSE | 0 | FALSE | 0 | FALSE | 0 | FALSE | 0 | FALSE | 0 | FALSE | 0 | FALSE | 0 | FALSE | 0 | FALSE | 0 | FALSE | 0 | FALSE | 0 | FALSE | 0 | FALSE | 0 | FALSE | 0 | FALSE | 0 | FALSE | 0
50 |  | 0 | 1888 | FALSE |  | FALSE |  | FALSE |  | FALSE |  | FALSE | 0 | FALSE | 0 | FALSE | 0 | FALSE | 0 | FALSE | 0 | FALSE | 0 | FALSE | 0 | FALSE | 0 | FALSE | 0 | FALSE | 0 | FALSE | 0 | FALSE | 0 | FALSE | 0 | FALSE | 0 | FALSE | 0 | FALSE | 0 | FALSE | 0 | FALSE | 0 | FALSE | 0 | FALSE | 0 | FALSE | 0 | FALSE | 0 | FALSE | 0 | FALSE | 0 | FALSE | 0 | FALSE | 0 | TRUE | 900 | FALSE | 0 | FALSE | 0 | FALSE | 0 | FALSE | 0 | FALSE | 0 | FALSE | 0 | FALSE | 0 | FALSE | 0 | FALSE | 0 | FALSE | 0 | FALSE | 0 | FALSE | 0 | FALSE | 0 | FALSE | 0 | FALSE | 0 | FALSE | 0 | FALSE | 0 | FALSE | 0 | FALSE | 0 | FALSE | 0
50 |  | 0 | 1887 | FALSE |  | FALSE |  | FALSE |  | FALSE |  | FALSE | 0 | FALSE | 0 | FALSE | 0 | FALSE | 0 | FALSE | 0 | FALSE | 0 | FALSE | 0 | FALSE | 0 | FALSE | 0 | FALSE | 0 | FALSE | 0 | FALSE | 0 | FALSE | 0 | FALSE | 0 | FALSE | 0 | FALSE | 0 | FALSE | 0 | FALSE | 0 | FALSE | 0 | FALSE | 0 | FALSE | 0 | FALSE | 0 | FALSE | 0 | FALSE | 0 | FALSE | 0 | FALSE | 0 | TRUE | 900 | FALSE | 0 | FALSE | 0 | FALSE | 0 | FALSE | 0 | FALSE | 0 | FALSE | 0 | FALSE | 0 | FALSE | 0 | FALSE | 0 | FALSE | 0 | FALSE | 0 | FALSE | 0 | FALSE | 0 | FALSE | 0 | FALSE | 0 | FALSE | 0 | FALSE | 0 | FALSE | 0 | FALSE | 0 | FALSE | 0
50 |  | 0 | 1886 | FALSE |  | FALSE |  | FALSE |  | FALSE |  | FALSE | 0 | FALSE | 0 | FALSE | 0 | FALSE | 0 | FALSE | 0 | FALSE | 0 | FALSE | 0 | FALSE | 0 | FALSE | 0 | FALSE | 0 | FALSE | 0 | FALSE | 0 | FALSE | 0 | FALSE | 0 | FALSE | 0 | FALSE | 0 | FALSE | 0 | FALSE | 0 | FALSE | 0 | FALSE | 0 | FALSE | 0 | FALSE | 0 | FALSE | 0 | FALSE | 0 | FALSE | 0 | FALSE | 0 | TRUE | 900 | FALSE | 0 | FALSE | 0 | FALSE | 0 | FALSE | 0 | FALSE | 0 | FALSE | 0 | FALSE | 0 | FALSE | 0 | FALSE | 0 | FALSE | 0 | FALSE | 0 | FALSE | 0 | FALSE | 0 | FALSE | 0 | FALSE | 0 | FALSE | 0 | FALSE | 0 | FALSE | 0 | FALSE | 0 | FALSE | 0
50 |  | 0 | 1885 | FALSE |  | FALSE |  | FALSE |  | FALSE |  | FALSE | 0 | FALSE | 0 | FALSE | 0 | FALSE | 0 | FALSE | 0 | FALSE | 0 | FALSE | 0 | FALSE | 0 | FALSE | 0 | FALSE | 0 | FALSE | 0 | FALSE | 0 | FALSE | 0 | FALSE | 0 | FALSE | 0 | FALSE | 0 | FALSE | 0 | FALSE | 0 | FALSE | 0 | FALSE | 0 | FALSE | 0 | FALSE | 0 | FALSE | 0 | FALSE | 0 | FALSE | 0 | FALSE | 0 | TRUE | 900 | FALSE | 0 | FALSE | 0 | FALSE | 0 | FALSE | 0 | FALSE | 0 | FALSE | 0 | FALSE | 0 | FALSE | 0 | FALSE | 0 | FALSE | 0 | FALSE | 0 | FALSE | 0 | FALSE | 0 | FALSE | 0 | FALSE | 0 | FALSE | 0 | FALSE | 0 | FALSE | 0 | FALSE | 0 | FALSE | 0
50 |  | 0 | 1884 | FALSE |  | FALSE |  | FALSE |  | FALSE |  | FALSE | 0 | FALSE | 0 | FALSE | 0 | FALSE | 0 | FALSE | 0 | FALSE | 0 | FALSE | 0 | FALSE | 0 | FALSE | 0 | FALSE | 0 | FALSE | 0 | FALSE | 0 | FALSE | 0 | FALSE | 0 | FALSE | 0 | FALSE | 0 | FALSE | 0 | FALSE | 0 | FALSE | 0 | FALSE | 0 | FALSE | 0 | FALSE | 0 | FALSE | 0 | FALSE | 0 | FALSE | 0 | FALSE | 0 | TRUE | 900 | FALSE | 0 | FALSE | 0 | FALSE | 0 | FALSE | 0 | FALSE | 0 | FALSE | 0 | FALSE | 0 | FALSE | 0 | FALSE | 0 | FALSE | 0 | FALSE | 0 | FALSE | 0 | FALSE | 0 | FALSE | 0 | FALSE | 0 | FALSE | 0 | FALSE | 0 | FALSE | 0 | FALSE | 0 | FALSE | 0
50 |  | 0 | 1883 | FALSE |  | FALSE |  | FALSE |  | FALSE |  | FALSE | 0 | FALSE | 0 | FALSE | 0 | FALSE | 0 | FALSE | 0 | FALSE | 0 | FALSE | 0 | FALSE | 0 | FALSE | 0 | FALSE | 0 | FALSE | 0 | FALSE | 0 | FALSE | 0 | FALSE | 0 | FALSE | 0 | FALSE | 0 | FALSE | 0 | FALSE | 0 | FALSE | 0 | FALSE | 0 | FALSE | 0 | FALSE | 0 | FALSE | 0 | FALSE | 0 | FALSE | 0 | FALSE | 0 | TRUE | 900 | FALSE | 0 | FALSE | 0 | FALSE | 0 | FALSE | 0 | FALSE | 0 | FALSE | 0 | FALSE | 0 | FALSE | 0 | FALSE | 0 | FALSE | 0 | FALSE | 0 | FALSE | 0 | FALSE | 0 | FALSE | 0 | FALSE | 0 | FALSE | 0 | FALSE | 0 | FALSE | 0 | FALSE | 0 | FALSE | 0
50 |  | 0 | 1882 | FALSE |  | FALSE |  | FALSE |  | FALSE |  | FALSE | 0 | FALSE | 0 | FALSE | 0 | FALSE | 0 | FALSE | 0 | FALSE | 0 | FALSE | 0 | FALSE | 0 | FALSE | 0 | FALSE | 0 | FALSE | 0 | FALSE | 0 | FALSE | 0 | FALSE | 0 | FALSE | 0 | FALSE | 0 | FALSE | 0 | FALSE | 0 | FALSE | 0 | FALSE | 0 | FALSE | 0 | FALSE | 0 | FALSE | 0 | FALSE | 0 | FALSE | 0 | FALSE | 0 | TRUE | 900 | FALSE | 0 | FALSE | 0 | FALSE | 0 | FALSE | 0 | FALSE | 0 | FALSE | 0 | FALSE | 0 | FALSE | 0 | FALSE | 0 | FALSE | 0 | FALSE | 0 | FALSE | 0 | FALSE | 0 | FALSE | 0 | FALSE | 0 | FALSE | 0 | FALSE | 0 | FALSE | 0 | FALSE | 0 | FALSE | 0
50 |  | 0 | 1881 | FALSE |  | FALSE |  | FALSE |  | FALSE |  | FALSE | 0 | FALSE | 0 | FALSE | 0 | FALSE | 0 | FALSE | 0 | FALSE | 0 | FALSE | 0 | FALSE | 0 | FALSE | 0 | FALSE | 0 | FALSE | 0 | FALSE | 0 | FALSE | 0 | FALSE | 0 | FALSE | 0 | FALSE | 0 | FALSE | 0 | FALSE | 0 | FALSE | 0 | FALSE | 0 | FALSE | 0 | FALSE | 0 | FALSE | 0 | FALSE | 0 | FALSE | 0 | FALSE | 0 | TRUE | 900 | FALSE | 0 | FALSE | 0 | FALSE | 0 | FALSE | 0 | FALSE | 0 | FALSE | 0 | FALSE | 0 | FALSE | 0 | FALSE | 0 | FALSE | 0 | FALSE | 0 | FALSE | 0 | FALSE | 0 | FALSE | 0 | FALSE | 0 | FALSE | 0 | FALSE | 0 | FALSE | 0 | FALSE | 0 | FALSE | 0
50 |  | 0 | 1880 | FALSE |  | FALSE |  | FALSE |  | FALSE |  | FALSE | 0 | FALSE | 0 | FALSE | 0 | FALSE | 0 | FALSE | 0 | FALSE | 0 | FALSE | 0 | FALSE | 0 | FALSE | 0 | FALSE | 0 | FALSE | 0 | FALSE | 0 | FALSE | 0 | FALSE | 0 | FALSE | 0 | FALSE | 0 | FALSE | 0 | FALSE | 0 | FALSE | 0 | FALSE | 0 | FALSE | 0 | FALSE | 0 | FALSE | 0 | FALSE | 0 | FALSE | 0 | FALSE | 0 | TRUE | 900 | FALSE | 0 | FALSE | 0 | FALSE | 0 | FALSE | 0 | FALSE | 0 | FALSE | 0 | FALSE | 0 | FALSE | 0 | FALSE | 0 | FALSE | 0 | FALSE | 0 | FALSE | 0 | FALSE | 0 | FALSE | 0 | FALSE | 0 | FALSE | 0 | FALSE | 0 | FALSE | 0 | FALSE | 0 | FALSE | 0
50 |  | 0 | 1879 | FALSE |  | FALSE |  | FALSE |  | FALSE |  | FALSE | 0 | FALSE | 0 | FALSE | 0 | FALSE | 0 | FALSE | 0 | FALSE | 0 | FALSE | 0 | FALSE | 0 | FALSE | 0 | FALSE | 0 | FALSE | 0 | FALSE | 0 | FALSE | 0 | FALSE | 0 | FALSE | 0 | FALSE | 0 | FALSE | 0 | FALSE | 0 | FALSE | 0 | FALSE | 0 | FALSE | 0 | FALSE | 0 | FALSE | 0 | FALSE | 0 | FALSE | 0 | FALSE | 0 | TRUE | 900 | FALSE | 0 | FALSE | 0 | FALSE | 0 | FALSE | 0 | FALSE | 0 | FALSE | 0 | FALSE | 0 | FALSE | 0 | FALSE | 0 | FALSE | 0 | FALSE | 0 | FALSE | 0 | FALSE | 0 | FALSE | 0 | FALSE | 0 | FALSE | 0 | FALSE | 0 | FALSE | 0 | FALSE | 0 | FALSE | 0
50 |  | 0 | 1878 | FALSE |  | FALSE |  | FALSE |  | FALSE |  | FALSE | 0 | FALSE | 0 | FALSE | 0 | FALSE | 0 | FALSE | 0 | FALSE | 0 | FALSE | 0 | FALSE | 0 | FALSE | 0 | FALSE | 0 | FALSE | 0 | FALSE | 0 | FALSE | 0 | FALSE | 0 | FALSE | 0 | FALSE | 0 | FALSE | 0 | FALSE | 0 | FALSE | 0 | FALSE | 0 | FALSE | 0 | FALSE | 0 | FALSE | 0 | FALSE | 0 | FALSE | 0 | FALSE | 0 | TRUE | 900 | FALSE | 0 | FALSE | 0 | FALSE | 0 | FALSE | 0 | FALSE | 0 | FALSE | 0 | FALSE | 0 | FALSE | 0 | FALSE | 0 | FALSE | 0 | FALSE | 0 | FALSE | 0 | FALSE | 0 | FALSE | 0 | FALSE | 0 | FALSE | 0 | FALSE | 0 | FALSE | 0 | FALSE | 0 | FALSE | 0
50 |  | 0 | 1877 | FALSE |  | FALSE |  | FALSE |  | FALSE |  | FALSE | 0 | FALSE | 0 | FALSE | 0 | FALSE | 0 | FALSE | 0 | FALSE | 0 | FALSE | 0 | FALSE | 0 | FALSE | 0 | FALSE | 0 | FALSE | 0 | FALSE | 0 | FALSE | 0 | FALSE | 0 | FALSE | 0 | FALSE | 0 | FALSE | 0 | FALSE | 0 | FALSE | 0 | FALSE | 0 | FALSE | 0 | FALSE | 0 | FALSE | 0 | FALSE | 0 | FALSE | 0 | FALSE | 0 | TRUE | 900 | FALSE | 0 | FALSE | 0 | FALSE | 0 | FALSE | 0 | FALSE | 0 | FALSE | 0 | FALSE | 0 | FALSE | 0 | FALSE | 0 | FALSE | 0 | FALSE | 0 | FALSE | 0 | FALSE | 0 | FALSE | 0 | FALSE | 0 | FALSE | 0 | FALSE | 0 | FALSE | 0 | FALSE | 0 | FALSE | 0
50 |  | 0 | 1876 | FALSE |  | FALSE |  | FALSE |  | FALSE |  | FALSE | 0 | FALSE | 0 | FALSE | 0 | FALSE | 0 | FALSE | 0 | FALSE | 0 | FALSE | 0 | FALSE | 0 | FALSE | 0 | FALSE | 0 | FALSE | 0 | FALSE | 0 | FALSE | 0 | FALSE | 0 | FALSE | 0 | FALSE | 0 | FALSE | 0 | FALSE | 0 | FALSE | 0 | FALSE | 0 | FALSE | 0 | FALSE | 0 | FALSE | 0 | FALSE | 0 | FALSE | 0 | FALSE | 0 | TRUE | 900 | FALSE | 0 | FALSE | 0 | FALSE | 0 | FALSE | 0 | FALSE | 0 | FALSE | 0 | FALSE | 0 | FALSE | 0 | FALSE | 0 | FALSE | 0 | FALSE | 0 | FALSE | 0 | FALSE | 0 | FALSE | 0 | FALSE | 0 | FALSE | 0 | FALSE | 0 | FALSE | 0 | FALSE | 0 | FALSE | 0
50 |  | 0 | 1875 | FALSE |  | FALSE |  | FALSE |  | FALSE |  | FALSE | 0 | FALSE | 0 | FALSE | 0 | FALSE | 0 | FALSE | 0 | FALSE | 0 | FALSE | 0 | FALSE | 0 | FALSE | 0 | FALSE | 0 | FALSE | 0 | FALSE | 0 | FALSE | 0 | FALSE | 0 | FALSE | 0 | FALSE | 0 | FALSE | 0 | FALSE | 0 | FALSE | 0 | FALSE | 0 | FALSE | 0 | FALSE | 0 | FALSE | 0 | FALSE | 0 | FALSE | 0 | FALSE | 0 | TRUE | 900 | FALSE | 0 | FALSE | 0 | FALSE | 0 | FALSE | 0 | FALSE | 0 | FALSE | 0 | FALSE | 0 | FALSE | 0 | FALSE | 0 | FALSE | 0 | FALSE | 0 | FALSE | 0 | FALSE | 0 | FALSE | 0 | FALSE | 0 | FALSE | 0 | FALSE | 0 | FALSE | 0 | FALSE | 0 | FALSE | 0
50 |  | 0 | 1874 | FALSE |  | FALSE |  | FALSE |  | FALSE |  | FALSE | 0 | FALSE | 0 | FALSE | 0 | FALSE | 0 | FALSE | 0 | FALSE | 0 | FALSE | 0 | FALSE | 0 | FALSE | 0 | FALSE | 0 | FALSE | 0 | FALSE | 0 | FALSE | 0 | FALSE | 0 | FALSE | 0 | FALSE | 0 | FALSE | 0 | FALSE | 0 | FALSE | 0 | FALSE | 0 | FALSE | 0 | FALSE | 0 | FALSE | 0 | FALSE | 0 | FALSE | 0 | FALSE | 0 | TRUE | 900 | FALSE | 0 | FALSE | 0 | FALSE | 0 | FALSE | 0 | FALSE | 0 | FALSE | 0 | FALSE | 0 | FALSE | 0 | FALSE | 0 | FALSE | 0 | FALSE | 0 | FALSE | 0 | FALSE | 0 | FALSE | 0 | FALSE | 0 | FALSE | 0 | FALSE | 0 | FALSE | 0 | FALSE | 0 | FALSE | 0
50 |  | 0 | 1873 | FALSE |  | FALSE |  | FALSE |  | FALSE |  | FALSE | 0 | FALSE | 0 | FALSE | 0 | FALSE | 0 | FALSE | 0 | FALSE | 0 | FALSE | 0 | FALSE | 0 | FALSE | 0 | FALSE | 0 | FALSE | 0 | FALSE | 0 | FALSE | 0 | FALSE | 0 | FALSE | 0 | FALSE | 0 | FALSE | 0 | FALSE | 0 | FALSE | 0 | FALSE | 0 | FALSE | 0 | FALSE | 0 | FALSE | 0 | FALSE | 0 | FALSE | 0 | FALSE | 0 | TRUE | 900 | FALSE | 0 | FALSE | 0 | FALSE | 0 | FALSE | 0 | FALSE | 0 | FALSE | 0 | FALSE | 0 | FALSE | 0 | FALSE | 0 | FALSE | 0 | FALSE | 0 | FALSE | 0 | FALSE | 0 | FALSE | 0 | FALSE | 0 | FALSE | 0 | FALSE | 0 | FALSE | 0 | FALSE | 0 | FALSE | 0
50 |  | 0 | 1872 | FALSE |  | FALSE |  | FALSE |  | FALSE |  | FALSE | 0 | FALSE | 0 | FALSE | 0 | FALSE | 0 | FALSE | 0 | FALSE | 0 | FALSE | 0 | FALSE | 0 | FALSE | 0 | FALSE | 0 | FALSE | 0 | FALSE | 0 | FALSE | 0 | FALSE | 0 | FALSE | 0 | FALSE | 0 | FALSE | 0 | FALSE | 0 | FALSE | 0 | FALSE | 0 | FALSE | 0 | FALSE | 0 | FALSE | 0 | FALSE | 0 | FALSE | 0 | FALSE | 0 | TRUE | 900 | FALSE | 0 | FALSE | 0 | FALSE | 0 | FALSE | 0 | FALSE | 0 | FALSE | 0 | FALSE | 0 | FALSE | 0 | FALSE | 0 | FALSE | 0 | FALSE | 0 | FALSE | 0 | FALSE | 0 | FALSE | 0 | FALSE | 0 | FALSE | 0 | FALSE | 0 | FALSE | 0 | FALSE | 0 | FALSE | 0
50 |  | 0 | 1871 | FALSE |  | FALSE |  | FALSE |  | FALSE |  | FALSE | 0 | FALSE | 0 | FALSE | 0 | FALSE | 0 | FALSE | 0 | FALSE | 0 | FALSE | 0 | FALSE | 0 | FALSE | 0 | FALSE | 0 | FALSE | 0 | FALSE | 0 | FALSE | 0 | FALSE | 0 | FALSE | 0 | FALSE | 0 | FALSE | 0 | FALSE | 0 | FALSE | 0 | FALSE | 0 | FALSE | 0 | FALSE | 0 | FALSE | 0 | FALSE | 0 | FALSE | 0 | FALSE | 0 | TRUE | 900 | FALSE | 0 | FALSE | 0 | FALSE | 0 | FALSE | 0 | FALSE | 0 | FALSE | 0 | FALSE | 0 | FALSE | 0 | FALSE | 0 | FALSE | 0 | FALSE | 0 | FALSE | 0 | FALSE | 0 | FALSE | 0 | FALSE | 0 | FALSE | 0 | FALSE | 0 | FALSE | 0 | FALSE | 0 | FALSE | 0
50 |  | 0 | 1870 | FALSE |  | FALSE |  | FALSE |  | FALSE |  | FALSE | 0 | FALSE | 0 | FALSE | 0 | FALSE | 0 | FALSE | 0 | FALSE | 0 | FALSE | 0 | FALSE | 0 | FALSE | 0 | FALSE | 0 | FALSE | 0 | FALSE | 0 | FALSE | 0 | FALSE | 0 | FALSE | 0 | FALSE | 0 | FALSE | 0 | FALSE | 0 | FALSE | 0 | FALSE | 0 | FALSE | 0 | FALSE | 0 | FALSE | 0 | FALSE | 0 | FALSE | 0 | FALSE | 0 | TRUE | 900 | FALSE | 0 | FALSE | 0 | FALSE | 0 | FALSE | 0 | FALSE | 0 | FALSE | 0 | FALSE | 0 | FALSE | 0 | FALSE | 0 | FALSE | 0 | FALSE | 0 | FALSE | 0 | FALSE | 0 | FALSE | 0 | FALSE | 0 | FALSE | 0 | FALSE | 0 | FALSE | 0 | FALSE | 0 | FALSE | 0
50 |  | 0 | 1869 | FALSE |  | FALSE |  | FALSE |  | FALSE |  | FALSE | 0 | FALSE | 0 | FALSE | 0 | FALSE | 0 | FALSE | 0 | FALSE | 0 | FALSE | 0 | FALSE | 0 | FALSE | 0 | FALSE | 0 | FALSE | 0 | FALSE | 0 | FALSE | 0 | FALSE | 0 | FALSE | 0 | FALSE | 0 | FALSE | 0 | FALSE | 0 | FALSE | 0 | FALSE | 0 | FALSE | 0 | FALSE | 0 | FALSE | 0 | FALSE | 0 | FALSE | 0 | FALSE | 0 | TRUE | 900 | FALSE | 0 | FALSE | 0 | FALSE | 0 | FALSE | 0 | FALSE | 0 | FALSE | 0 | FALSE | 0 | FALSE | 0 | FALSE | 0 | FALSE | 0 | FALSE | 0 | FALSE | 0 | FALSE | 0 | FALSE | 0 | FALSE | 0 | FALSE | 0 | FALSE | 0 | FALSE | 0 | FALSE | 0 | FALSE | 0
50 |  | 0 | 1868 | FALSE |  | FALSE |  | FALSE |  | FALSE |  | FALSE | 0 | FALSE | 0 | FALSE | 0 | FALSE | 0 | FALSE | 0 | FALSE | 0 | FALSE | 0 | FALSE | 0 | FALSE | 0 | FALSE | 0 | FALSE | 0 | FALSE | 0 | FALSE | 0 | FALSE | 0 | FALSE | 0 | FALSE | 0 | FALSE | 0 | FALSE | 0 | FALSE | 0 | FALSE | 0 | FALSE | 0 | FALSE | 0 | FALSE | 0 | FALSE | 0 | FALSE | 0 | FALSE | 0 | TRUE | 900 | FALSE | 0 | FALSE | 0 | FALSE | 0 | FALSE | 0 | FALSE | 0 | FALSE | 0 | FALSE | 0 | FALSE | 0 | FALSE | 0 | FALSE | 0 | FALSE | 0 | FALSE | 0 | FALSE | 0 | FALSE | 0 | FALSE | 0 | FALSE | 0 | FALSE | 0 | FALSE | 0 | FALSE | 0 | FALSE | 0
50 |  | 0 | 1867 | FALSE |  | FALSE |  | FALSE |  | FALSE |  | FALSE | 0 | FALSE | 0 | FALSE | 0 | FALSE | 0 | FALSE | 0 | FALSE | 0 | FALSE | 0 | FALSE | 0 | FALSE | 0 | FALSE | 0 | FALSE | 0 | FALSE | 0 | FALSE | 0 | FALSE | 0 | FALSE | 0 | FALSE | 0 | FALSE | 0 | FALSE | 0 | FALSE | 0 | FALSE | 0 | FALSE | 0 | FALSE | 0 | FALSE | 0 | FALSE | 0 | FALSE | 0 | FALSE | 0 | TRUE | 900 | FALSE | 0 | FALSE | 0 | FALSE | 0 | FALSE | 0 | FALSE | 0 | FALSE | 0 | FALSE | 0 | FALSE | 0 | FALSE | 0 | FALSE | 0 | FALSE | 0 | FALSE | 0 | FALSE | 0 | FALSE | 0 | FALSE | 0 | FALSE | 0 | FALSE | 0 | FALSE | 0 | FALSE | 0 | FALSE | 0
50 |  | 0 | 1866 | FALSE |  | FALSE |  | FALSE |  | FALSE | 0 | FALSE | 0 | FALSE | 0 | FALSE | 0 | FALSE | 0 | FALSE | 0 | FALSE | 0 | FALSE | 0 | FALSE | 0 | FALSE | 0 | FALSE | 0 | FALSE | 0 | FALSE | 0 | FALSE | 0 | FALSE | 0 | FALSE | 0 | FALSE | 0 | FALSE | 0 | FALSE | 0 | FALSE | 0 | FALSE | 0 | FALSE | 0 | FALSE | 0 | FALSE | 0 | FALSE | 0 | FALSE | 0 | FALSE | 0 | TRUE | 900 | FALSE | 0 | FALSE | 0 | FALSE | 0 | FALSE | 0 | FALSE | 0 | FALSE | 0 | FALSE | 0 | FALSE | 0 | FALSE | 0 | FALSE | 0 | FALSE | 0 | FALSE | 0 | FALSE | 0 | FALSE | 0 | FALSE | 0 | FALSE | 0 | FALSE | 0 | FALSE | 0 | FALSE | 0 | FALSE | 0
50 |  | 0 | 1865 | FALSE |  | FALSE |  | FALSE |  | FALSE | 0 | FALSE | 0 | FALSE | 0 | FALSE | 0 | FALSE | 0 | FALSE | 0 | FALSE | 0 | FALSE | 0 | FALSE | 0 | FALSE | 0 | FALSE | 0 | FALSE | 0 | FALSE | 0 | FALSE | 0 | FALSE | 0 | FALSE | 0 | FALSE | 0 | FALSE | 0 | FALSE | 0 | FALSE | 0 | FALSE | 0 | FALSE | 0 | FALSE | 0 | FALSE | 0 | FALSE | 0 | FALSE | 0 | FALSE | 0 | TRUE | 900 | FALSE | 0 | FALSE | 0 | FALSE | 0 | FALSE | 0 | FALSE | 0 | FALSE | 0 | FALSE | 0 | FALSE | 0 | FALSE | 0 | FALSE | 0 | FALSE | 0 | FALSE | 0 | FALSE | 0 | FALSE | 0 | FALSE | 0 | FALSE | 0 | FALSE | 0 | FALSE | 0 | FALSE | 0 | FALSE | 0
50 |  | 0 | 1864 | FALSE |  | FALSE |  | FALSE |  | FALSE | 0 | FALSE | 0 | FALSE | 0 | FALSE | 0 | FALSE | 0 | FALSE | 0 | FALSE | 0 | FALSE | 0 | FALSE | 0 | FALSE | 0 | FALSE | 0 | FALSE | 0 | FALSE | 0 | FALSE | 0 | FALSE | 0 | FALSE | 0 | FALSE | 0 | FALSE | 0 | FALSE | 0 | FALSE | 0 | FALSE | 0 | FALSE | 0 | FALSE | 0 | FALSE | 0 | FALSE | 0 | FALSE | 0 | FALSE | 0 | TRUE | 900 | FALSE | 0 | FALSE | 0 | FALSE | 0 | FALSE | 0 | FALSE | 0 | FALSE | 0 | FALSE | 0 | FALSE | 0 | FALSE | 0 | FALSE | 0 | FALSE | 0 | FALSE | 0 | FALSE | 0 | FALSE | 0 | FALSE | 0 | FALSE | 0 | FALSE | 0 | FALSE | 0 | FALSE | 0 | FALSE | 0
50 |  | 0 | 1863 | FALSE |  | FALSE |  | FALSE |  | FALSE | 0 | FALSE | 0 | FALSE | 0 | FALSE | 0 | FALSE | 0 | FALSE | 0 | FALSE | 0 | FALSE | 0 | FALSE | 0 | FALSE | 0 | FALSE | 0 | FALSE | 0 | FALSE | 0 | FALSE | 0 | FALSE | 0 | FALSE | 0 | FALSE | 0 | FALSE | 0 | FALSE | 0 | FALSE | 0 | FALSE | 0 | FALSE | 0 | FALSE | 0 | FALSE | 0 | FALSE | 0 | FALSE | 0 | FALSE | 0 | TRUE | 900 | FALSE | 0 | FALSE | 0 | FALSE | 0 | FALSE | 0 | FALSE | 0 | FALSE | 0 | FALSE | 0 | FALSE | 0 | FALSE | 0 | FALSE | 0 | FALSE | 0 | FALSE | 0 | FALSE | 0 | FALSE | 0 | FALSE | 0 | FALSE | 0 | FALSE | 0 | FALSE | 0 | FALSE | 0 | FALSE | 0
50 |  | 0 | 1862 | FALSE |  | FALSE |  | FALSE |  | FALSE | 0 | FALSE | 0 | FALSE | 0 | FALSE | 0 | FALSE | 0 | FALSE | 0 | FALSE | 0 | FALSE | 0 | FALSE | 0 | FALSE | 0 | FALSE | 0 | FALSE | 0 | FALSE | 0 | FALSE | 0 | FALSE | 0 | FALSE | 0 | FALSE | 0 | FALSE | 0 | FALSE | 0 | FALSE | 0 | FALSE | 0 | FALSE | 0 | FALSE | 0 | FALSE | 0 | FALSE | 0 | FALSE | 0 | FALSE | 0 | TRUE | 900 | FALSE | 0 | FALSE | 0 | FALSE | 0 | FALSE | 0 | FALSE | 0 | FALSE | 0 | FALSE | 0 | FALSE | 0 | FALSE | 0 | FALSE | 0 | FALSE | 0 | FALSE | 0 | FALSE | 0 | FALSE | 0 | FALSE | 0 | FALSE | 0 | FALSE | 0 | FALSE | 0 | FALSE | 0 | FALSE | 0
50 |  | 0 | 1861 | FALSE |  | FALSE |  | FALSE |  | FALSE | 0 | FALSE | 0 | FALSE | 0 | FALSE | 0 | FALSE | 0 | FALSE | 0 | FALSE | 0 | FALSE | 0 | FALSE | 0 | FALSE | 0 | FALSE | 0 | FALSE | 0 | FALSE | 0 | FALSE | 0 | FALSE | 0 | FALSE | 0 | FALSE | 0 | FALSE | 0 | FALSE | 0 | FALSE | 0 | FALSE | 0 | FALSE | 0 | FALSE | 0 | FALSE | 0 | FALSE | 0 | FALSE | 0 | FALSE | 0 | TRUE | 900 | FALSE | 0 | FALSE | 0 | FALSE | 0 | FALSE | 0 | FALSE | 0 | FALSE | 0 | FALSE | 0 | FALSE | 0 | FALSE | 0 | FALSE | 0 | FALSE | 0 | FALSE | 0 | FALSE | 0 | FALSE | 0 | FALSE | 0 | FALSE | 0 | FALSE | 0 | FALSE | 0 | FALSE | 0 | FALSE | 0
50 |  | 0 | 1860 | FALSE |  | FALSE |  | FALSE |  | FALSE | 0 | FALSE | 0 | FALSE | 0 | FALSE | 0 | FALSE | 0 | FALSE | 0 | FALSE | 0 | FALSE | 0 | FALSE | 0 | FALSE | 0 | FALSE | 0 | FALSE | 0 | FALSE | 0 | FALSE | 0 | FALSE | 0 | FALSE | 0 | FALSE | 0 | FALSE | 0 | FALSE | 0 | FALSE | 0 | FALSE | 0 | FALSE | 0 | FALSE | 0 | FALSE | 0 | FALSE | 0 | FALSE | 0 | FALSE | 0 | TRUE | 900 | FALSE | 0 | FALSE | 0 | FALSE | 0 | FALSE | 0 | FALSE | 0 | FALSE | 0 | FALSE | 0 | FALSE | 0 | FALSE | 0 | FALSE | 0 | FALSE | 0 | FALSE | 0 | FALSE | 0 | FALSE | 0 | FALSE | 0 | FALSE | 0 | FALSE | 0 | FALSE | 0 | FALSE | 0 | FALSE | 0
50 |  | 0 | 1859 | FALSE |  | FALSE |  | FALSE |  | FALSE | 0 | FALSE | 0 | FALSE | 0 | FALSE | 0 | FALSE | 0 | FALSE | 0 | FALSE | 0 | FALSE | 0 | FALSE | 0 | FALSE | 0 | FALSE | 0 | FALSE | 0 | FALSE | 0 | FALSE | 0 | FALSE | 0 | FALSE | 0 | FALSE | 0 | FALSE | 0 | FALSE | 0 | FALSE | 0 | FALSE | 0 | FALSE | 0 | FALSE | 0 | FALSE | 0 | FALSE | 0 | FALSE | 0 | FALSE | 0 | TRUE | 900 | FALSE | 0 | FALSE | 0 | FALSE | 0 | FALSE | 0 | FALSE | 0 | FALSE | 0 | FALSE | 0 | FALSE | 0 | FALSE | 0 | FALSE | 0 | FALSE | 0 | FALSE | 0 | FALSE | 0 | FALSE | 0 | FALSE | 0 | FALSE | 0 | FALSE | 0 | FALSE | 0 | FALSE | 0 | FALSE | 0
50 |  | 0 | 1858 | FALSE |  | FALSE |  | FALSE |  | FALSE | 0 | FALSE | 0 | FALSE | 0 | FALSE | 0 | FALSE | 0 | FALSE | 0 | FALSE | 0 | FALSE | 0 | FALSE | 0 | FALSE | 0 | FALSE | 0 | FALSE | 0 | FALSE | 0 | FALSE | 0 | FALSE | 0 | FALSE | 0 | FALSE | 0 | FALSE | 0 | FALSE | 0 | FALSE | 0 | FALSE | 0 | FALSE | 0 | FALSE | 0 | FALSE | 0 | FALSE | 0 | FALSE | 0 | FALSE | 0 | TRUE | 900 | FALSE | 0 | FALSE | 0 | FALSE | 0 | FALSE | 0 | FALSE | 0 | FALSE | 0 | FALSE | 0 | FALSE | 0 | FALSE | 0 | FALSE | 0 | FALSE | 0 | FALSE | 0 | FALSE | 0 | FALSE | 0 | FALSE | 0 | FALSE | 0 | FALSE | 0 | FALSE | 0 | FALSE | 0 | FALSE | 0
50 |  | 0 | 1857 | FALSE |  | FALSE |  | FALSE |  | FALSE | 0 | FALSE | 0 | FALSE | 0 | FALSE | 0 | FALSE | 0 | FALSE | 0 | FALSE | 0 | FALSE | 0 | FALSE | 0 | FALSE | 0 | FALSE | 0 | FALSE | 0 | FALSE | 0 | FALSE | 0 | FALSE | 0 | FALSE | 0 | FALSE | 0 | FALSE | 0 | FALSE | 0 | FALSE | 0 | FALSE | 0 | FALSE | 0 | FALSE | 0 | FALSE | 0 | FALSE | 0 | FALSE | 0 | FALSE | 0 | TRUE | 900 | FALSE | 0 | FALSE | 0 | FALSE | 0 | FALSE | 0 | FALSE | 0 | FALSE | 0 | FALSE | 0 | FALSE | 0 | FALSE | 0 | FALSE | 0 | FALSE | 0 | FALSE | 0 | FALSE | 0 | FALSE | 0 | FALSE | 0 | FALSE | 0 | FALSE | 0 | FALSE | 0 | FALSE | 0 | FALSE | 0
50 |  | 0 | 1856 | FALSE |  | FALSE |  | FALSE |  | FALSE | 0 | FALSE | 0 | FALSE | 0 | FALSE | 0 | FALSE | 0 | FALSE | 0 | FALSE | 0 | FALSE | 0 | FALSE | 0 | FALSE | 0 | FALSE | 0 | FALSE | 0 | FALSE | 0 | FALSE | 0 | FALSE | 0 | FALSE | 0 | FALSE | 0 | FALSE | 0 | FALSE | 0 | FALSE | 0 | FALSE | 0 | FALSE | 0 | FALSE | 0 | FALSE | 0 | FALSE | 0 | FALSE | 0 | FALSE | 0 | TRUE | 900 | FALSE | 0 | FALSE | 0 | FALSE | 0 | FALSE | 0 | FALSE | 0 | FALSE | 0 | FALSE | 0 | FALSE | 0 | FALSE | 0 | FALSE | 0 | FALSE | 0 | FALSE | 0 | FALSE | 0 | FALSE | 0 | FALSE | 0 | FALSE | 0 | FALSE | 0 | FALSE | 0 | FALSE | 0 | FALSE | 0
50 |  | 0 | 1855 | FALSE |  | FALSE |  | FALSE |  | FALSE | 0 | FALSE | 0 | FALSE | 0 | FALSE | 0 | FALSE | 0 | FALSE | 0 | FALSE | 0 | FALSE | 0 | FALSE | 0 | FALSE | 0 | FALSE | 0 | FALSE | 0 | FALSE | 0 | FALSE | 0 | FALSE | 0 | FALSE | 0 | FALSE | 0 | FALSE | 0 | FALSE | 0 | FALSE | 0 | FALSE | 0 | FALSE | 0 | FALSE | 0 | FALSE | 0 | FALSE | 0 | FALSE | 0 | FALSE | 0 | TRUE | 900 | FALSE | 0 | FALSE | 0 | FALSE | 0 | FALSE | 0 | FALSE | 0 | FALSE | 0 | FALSE | 0 | FALSE | 0 | FALSE | 0 | FALSE | 0 | FALSE | 0 | FALSE | 0 | FALSE | 0 | FALSE | 0 | FALSE | 0 | FALSE | 0 | FALSE | 0 | FALSE | 0 | FALSE | 0 | FALSE | 0
50 |  | 0 | 1854 | FALSE |  | FALSE |  | FALSE |  | FALSE | 0 | FALSE | 0 | FALSE | 0 | FALSE | 0 | FALSE | 0 | FALSE | 0 | FALSE | 0 | FALSE | 0 | FALSE | 0 | FALSE | 0 | FALSE | 0 | FALSE | 0 | FALSE | 0 | FALSE | 0 | FALSE | 0 | FALSE | 0 | FALSE | 0 | FALSE | 0 | FALSE | 0 | FALSE | 0 | FALSE | 0 | FALSE | 0 | FALSE | 0 | FALSE | 0 | FALSE | 0 | FALSE | 0 | FALSE | 0 | TRUE | 900 | FALSE | 0 | FALSE | 0 | FALSE | 0 | FALSE | 0 | FALSE | 0 | FALSE | 0 | FALSE | 0 | FALSE | 0 | FALSE | 0 | FALSE | 0 | FALSE | 0 | FALSE | 0 | FALSE | 0 | FALSE | 0 | FALSE | 0 | FALSE | 0 | FALSE | 0 | FALSE | 0 | FALSE | 0 | FALSE | 0
50 |  | 0 | 1853 | FALSE |  | FALSE |  | FALSE |  | FALSE | 0 | FALSE | 0 | FALSE | 0 | FALSE | 0 | FALSE | 0 | FALSE | 0 | FALSE | 0 | FALSE | 0 | FALSE | 0 | FALSE | 0 | FALSE | 0 | FALSE | 0 | FALSE | 0 | FALSE | 0 | FALSE | 0 | FALSE | 0 | FALSE | 0 | FALSE | 0 | FALSE | 0 | FALSE | 0 | FALSE | 0 | FALSE | 0 | FALSE | 0 | FALSE | 0 | FALSE | 0 | FALSE | 0 | FALSE | 0 | TRUE | 900 | FALSE | 0 | FALSE | 0 | FALSE | 0 | FALSE | 0 | FALSE | 0 | FALSE | 0 | FALSE | 0 | FALSE | 0 | FALSE | 0 | FALSE | 0 | FALSE | 0 | FALSE | 0 | FALSE | 0 | FALSE | 0 | FALSE | 0 | FALSE | 0 | FALSE | 0 | FALSE | 0 | FALSE | 0 | FALSE | 0
50 |  | 0 | 1852 | FALSE |  | FALSE |  | FALSE |  | FALSE | 0 | FALSE | 0 | FALSE | 0 | FALSE | 0 | FALSE | 0 | FALSE | 0 | FALSE | 0 | FALSE | 0 | FALSE | 0 | FALSE | 0 | FALSE | 0 | FALSE | 0 | FALSE | 0 | FALSE | 0 | FALSE | 0 | FALSE | 0 | FALSE | 0 | FALSE | 0 | FALSE | 0 | FALSE | 0 | FALSE | 0 | FALSE | 0 | FALSE | 0 | FALSE | 0 | FALSE | 0 | FALSE | 0 | FALSE | 0 | TRUE | 900 | FALSE | 0 | FALSE | 0 | FALSE | 0 | FALSE | 0 | FALSE | 0 | FALSE | 0 | FALSE | 0 | FALSE | 0 | FALSE | 0 | FALSE | 0 | FALSE | 0 | FALSE | 0 | FALSE | 0 | FALSE | 0 | FALSE | 0 | FALSE | 0 | FALSE | 0 | FALSE | 0 | FALSE | 0 | FALSE | 0
50 |  | 0 | 1851 | FALSE |  | FALSE |  | FALSE |  | FALSE | 0 | FALSE | 0 | FALSE | 0 | FALSE | 0 | FALSE | 0 | FALSE | 0 | FALSE | 0 | FALSE | 0 | FALSE | 0 | FALSE | 0 | FALSE | 0 | FALSE | 0 | FALSE | 0 | FALSE | 0 | FALSE | 0 | FALSE | 0 | FALSE | 0 | FALSE | 0 | FALSE | 0 | FALSE | 0 | FALSE | 0 | FALSE | 0 | FALSE | 0 | FALSE | 0 | FALSE | 0 | FALSE | 0 | FALSE | 0 | TRUE | 900 | FALSE | 0 | FALSE | 0 | FALSE | 0 | FALSE | 0 | FALSE | 0 | FALSE | 0 | FALSE | 0 | FALSE | 0 | FALSE | 0 | FALSE | 0 | FALSE | 0 | FALSE | 0 | FALSE | 0 | FALSE | 0 | FALSE | 0 | FALSE | 0 | FALSE | 0 | FALSE | 0 | FALSE | 0 | FALSE | 0
50 |  | 0 | 1850 | FALSE |  | FALSE |  | FALSE |  | FALSE | 0 | FALSE | 0 | FALSE | 0 | FALSE | 0 | FALSE | 0 | FALSE | 0 | FALSE | 0 | FALSE | 0 | FALSE | 0 | FALSE | 0 | FALSE | 0 | FALSE | 0 | FALSE | 0 | FALSE | 0 | FALSE | 0 | FALSE | 0 | FALSE | 0 | FALSE | 0 | FALSE | 0 | FALSE | 0 | FALSE | 0 | FALSE | 0 | FALSE | 0 | FALSE | 0 | FALSE | 0 | FALSE | 0 | FALSE | 0 | TRUE | 900 | FALSE | 0 | FALSE | 0 | FALSE | 0 | FALSE | 0 | FALSE | 0 | FALSE | 0 | FALSE | 0 | FALSE | 0 | FALSE | 0 | FALSE | 0 | FALSE | 0 | FALSE | 0 | FALSE | 0 | FALSE | 0 | FALSE | 0 | FALSE | 0 | FALSE | 0 | FALSE | 0 | FALSE | 0 | FALSE | 0
50 |  | 0 | 1849 | FALSE |  | FALSE |  | FALSE |  | FALSE | 0 | FALSE | 0 | FALSE | 0 | FALSE | 0 | FALSE | 0 | FALSE | 0 | FALSE | 0 | FALSE | 0 | FALSE | 0 | FALSE | 0 | FALSE | 0 | FALSE | 0 | FALSE | 0 | FALSE | 0 | FALSE | 0 | FALSE | 0 | FALSE | 0 | FALSE | 0 | FALSE | 0 | FALSE | 0 | FALSE | 0 | FALSE | 0 | FALSE | 0 | FALSE | 0 | FALSE | 0 | FALSE | 0 | FALSE | 0 | TRUE | 900 | FALSE | 0 | FALSE | 0 | FALSE | 0 | FALSE | 0 | FALSE | 0 | FALSE | 0 | FALSE | 0 | FALSE | 0 | FALSE | 0 | FALSE | 0 | FALSE | 0 | FALSE | 0 | FALSE | 0 | FALSE | 0 | FALSE | 0 | FALSE | 0 | FALSE | 0 | FALSE | 0 | FALSE | 0 | FALSE | 0
50 |  | 0 | 1848 | FALSE |  | FALSE |  | FALSE |  | FALSE | 0 | FALSE | 0 | FALSE | 0 | FALSE | 0 | FALSE | 0 | FALSE | 0 | FALSE | 0 | FALSE | 0 | FALSE | 0 | FALSE | 0 | FALSE | 0 | FALSE | 0 | FALSE | 0 | FALSE | 0 | FALSE | 0 | FALSE | 0 | FALSE | 0 | FALSE | 0 | FALSE | 0 | FALSE | 0 | FALSE | 0 | FALSE | 0 | FALSE | 0 | FALSE | 0 | FALSE | 0 | FALSE | 0 | FALSE | 0 | TRUE | 900 | FALSE | 0 | FALSE | 0 | FALSE | 0 | FALSE | 0 | FALSE | 0 | FALSE | 0 | FALSE | 0 | FALSE | 0 | FALSE | 0 | FALSE | 0 | FALSE | 0 | FALSE | 0 | FALSE | 0 | FALSE | 0 | FALSE | 0 | FALSE | 0 | FALSE | 0 | FALSE | 0 | FALSE | 0 | FALSE | 0
50 |  | 0 | 1847 | FALSE |  | FALSE |  | FALSE |  | FALSE | 0 | FALSE | 0 | FALSE | 0 | FALSE | 0 | FALSE | 0 | FALSE | 0 | FALSE | 0 | FALSE | 0 | FALSE | 0 | FALSE | 0 | FALSE | 0 | FALSE | 0 | FALSE | 0 | FALSE | 0 | FALSE | 0 | FALSE | 0 | FALSE | 0 | FALSE | 0 | FALSE | 0 | FALSE | 0 | FALSE | 0 | FALSE | 0 | FALSE | 0 | FALSE | 0 | FALSE | 0 | FALSE | 0 | FALSE | 0 | TRUE | 900 | FALSE | 0 | FALSE | 0 | FALSE | 0 | FALSE | 0 | FALSE | 0 | FALSE | 0 | FALSE | 0 | FALSE | 0 | FALSE | 0 | FALSE | 0 | FALSE | 0 | FALSE | 0 | FALSE | 0 | FALSE | 0 | FALSE | 0 | FALSE | 0 | FALSE | 0 | FALSE | 0 | FALSE | 0 | FALSE | 0
50 |  | 0 | 1846 | FALSE |  | FALSE |  | FALSE |  | FALSE | 0 | FALSE | 0 | FALSE | 0 | FALSE | 0 | FALSE | 0 | FALSE | 0 | FALSE | 0 | FALSE | 0 | FALSE | 0 | FALSE | 0 | FALSE | 0 | FALSE | 0 | FALSE | 0 | FALSE | 0 | FALSE | 0 | FALSE | 0 | FALSE | 0 | FALSE | 0 | FALSE | 0 | FALSE | 0 | FALSE | 0 | FALSE | 0 | FALSE | 0 | FALSE | 0 | FALSE | 0 | FALSE | 0 | FALSE | 0 | TRUE | 900 | FALSE | 0 | FALSE | 0 | FALSE | 0 | FALSE | 0 | FALSE | 0 | FALSE | 0 | FALSE | 0 | FALSE | 0 | FALSE | 0 | FALSE | 0 | FALSE | 0 | FALSE | 0 | FALSE | 0 | FALSE | 0 | FALSE | 0 | FALSE | 0 | FALSE | 0 | FALSE | 0 | FALSE | 0 | FALSE | 0
50 |  | 0 | 1845 | FALSE |  | FALSE |  | FALSE |  | FALSE | 0 | FALSE | 0 | FALSE | 0 | FALSE | 0 | FALSE | 0 | FALSE | 0 | FALSE | 0 | FALSE | 0 | FALSE | 0 | FALSE | 0 | FALSE | 0 | FALSE | 0 | FALSE | 0 | FALSE | 0 | FALSE | 0 | FALSE | 0 | FALSE | 0 | FALSE | 0 | FALSE | 0 | FALSE | 0 | FALSE | 0 | FALSE | 0 | FALSE | 0 | FALSE | 0 | FALSE | 0 | FALSE | 0 | FALSE | 0 | TRUE | 900 | FALSE | 0 | FALSE | 0 | FALSE | 0 | FALSE | 0 | FALSE | 0 | FALSE | 0 | FALSE | 0 | FALSE | 0 | FALSE | 0 | FALSE | 0 | FALSE | 0 | FALSE | 0 | FALSE | 0 | FALSE | 0 | FALSE | 0 | FALSE | 0 | FALSE | 0 | FALSE | 0 | FALSE | 0 | FALSE | 0
50 |  | 0 | 1844 | FALSE |  | FALSE |  | FALSE |  | FALSE | 0 | FALSE | 0 | FALSE | 0 | FALSE | 0 | FALSE | 0 | FALSE | 0 | FALSE | 0 | FALSE | 0 | FALSE | 0 | FALSE | 0 | FALSE | 0 | FALSE | 0 | FALSE | 0 | FALSE | 0 | FALSE | 0 | FALSE | 0 | FALSE | 0 | FALSE | 0 | FALSE | 0 | FALSE | 0 | FALSE | 0 | FALSE | 0 | FALSE | 0 | FALSE | 0 | FALSE | 0 | FALSE | 0 | FALSE | 0 | TRUE | 900 | FALSE | 0 | FALSE | 0 | FALSE | 0 | FALSE | 0 | FALSE | 0 | FALSE | 0 | FALSE | 0 | FALSE | 0 | FALSE | 0 | FALSE | 0 | FALSE | 0 | FALSE | 0 | FALSE | 0 | FALSE | 0 | FALSE | 0 | FALSE | 0 | FALSE | 0 | FALSE | 0 | FALSE | 0 | FALSE | 0
50 |  | 0 | 1843 | FALSE |  | FALSE |  | FALSE |  | FALSE | 0 | FALSE | 0 | FALSE | 0 | FALSE | 0 | FALSE | 0 | FALSE | 0 | FALSE | 0 | FALSE | 0 | FALSE | 0 | FALSE | 0 | FALSE | 0 | FALSE | 0 | FALSE | 0 | FALSE | 0 | FALSE | 0 | FALSE | 0 | FALSE | 0 | FALSE | 0 | FALSE | 0 | FALSE | 0 | FALSE | 0 | FALSE | 0 | FALSE | 0 | FALSE | 0 | FALSE | 0 | FALSE | 0 | FALSE | 0 | TRUE | 900 | FALSE | 0 | FALSE | 0 | FALSE | 0 | FALSE | 0 | FALSE | 0 | FALSE | 0 | FALSE | 0 | FALSE | 0 | FALSE | 0 | FALSE | 0 | FALSE | 0 | FALSE | 0 | FALSE | 0 | FALSE | 0 | FALSE | 0 | FALSE | 0 | FALSE | 0 | FALSE | 0 | FALSE | 0 | FALSE | 0
50 |  | 0 | 1842 | FALSE |  | FALSE |  | FALSE |  | FALSE | 0 | FALSE | 0 | FALSE | 0 | FALSE | 0 | FALSE | 0 | FALSE | 0 | FALSE | 0 | FALSE | 0 | FALSE | 0 | FALSE | 0 | FALSE | 0 | FALSE | 0 | FALSE | 0 | FALSE | 0 | FALSE | 0 | FALSE | 0 | FALSE | 0 | FALSE | 0 | FALSE | 0 | FALSE | 0 | FALSE | 0 | FALSE | 0 | FALSE | 0 | FALSE | 0 | FALSE | 0 | FALSE | 0 | FALSE | 0 | TRUE | 900 | FALSE | 0 | FALSE | 0 | FALSE | 0 | FALSE | 0 | FALSE | 0 | FALSE | 0 | FALSE | 0 | FALSE | 0 | FALSE | 0 | FALSE | 0 | FALSE | 0 | FALSE | 0 | FALSE | 0 | FALSE | 0 | FALSE | 0 | FALSE | 0 | FALSE | 0 | FALSE | 0 | FALSE | 0 | FALSE | 0
50 |  | 0 | 1841 | FALSE |  | FALSE |  | FALSE |  | FALSE | 0 | FALSE | 0 | FALSE | 0 | FALSE | 0 | FALSE | 0 | FALSE | 0 | FALSE | 0 | FALSE | 0 | FALSE | 0 | FALSE | 0 | FALSE | 0 | FALSE | 0 | FALSE | 0 | FALSE | 0 | FALSE | 0 | FALSE | 0 | FALSE | 0 | FALSE | 0 | FALSE | 0 | FALSE | 0 | FALSE | 0 | FALSE | 0 | FALSE | 0 | FALSE | 0 | FALSE | 0 | FALSE | 0 | FALSE | 0 | TRUE | 900 | FALSE | 0 | FALSE | 0 | FALSE | 0 | FALSE | 0 | FALSE | 0 | FALSE | 0 | FALSE | 0 | FALSE | 0 | FALSE | 0 | FALSE | 0 | FALSE | 0 | FALSE | 0 | FALSE | 0 | FALSE | 0 | FALSE | 0 | FALSE | 0 | FALSE | 0 | FALSE | 0 | FALSE | 0 | FALSE | 0
50 |  | 0 | 1840 | FALSE |  | FALSE |  | FALSE |  | FALSE | 0 | FALSE | 0 | FALSE | 0 | FALSE | 0 | FALSE | 0 | FALSE | 0 | FALSE | 0 | FALSE | 0 | FALSE | 0 | FALSE | 0 | FALSE | 0 | FALSE | 0 | FALSE | 0 | FALSE | 0 | FALSE | 0 | FALSE | 0 | FALSE | 0 | FALSE | 0 | FALSE | 0 | FALSE | 0 | FALSE | 0 | FALSE | 0 | FALSE | 0 | FALSE | 0 | FALSE | 0 | FALSE | 0 | FALSE | 0 | TRUE | 900 | FALSE | 0 | FALSE | 0 | FALSE | 0 | FALSE | 0 | FALSE | 0 | FALSE | 0 | FALSE | 0 | FALSE | 0 | FALSE | 0 | FALSE | 0 | FALSE | 0 | FALSE | 0 | FALSE | 0 | FALSE | 0 | FALSE | 0 | FALSE | 0 | FALSE | 0 | FALSE | 0 | FALSE | 0 | FALSE | 0
50 |  | 0 | 1839 | FALSE |  | FALSE |  | FALSE |  | FALSE | 0 | FALSE | 0 | FALSE | 0 | FALSE | 0 | FALSE | 0 | FALSE | 0 | FALSE | 0 | FALSE | 0 | FALSE | 0 | FALSE | 0 | FALSE | 0 | FALSE | 0 | FALSE | 0 | FALSE | 0 | FALSE | 0 | FALSE | 0 | FALSE | 0 | FALSE | 0 | FALSE | 0 | FALSE | 0 | FALSE | 0 | FALSE | 0 | FALSE | 0 | FALSE | 0 | FALSE | 0 | FALSE | 0 | FALSE | 0 | TRUE | 900 | FALSE | 0 | FALSE | 0 | FALSE | 0 | FALSE | 0 | FALSE | 0 | FALSE | 0 | FALSE | 0 | FALSE | 0 | FALSE | 0 | FALSE | 0 | FALSE | 0 | FALSE | 0 | FALSE | 0 | FALSE | 0 | FALSE | 0 | FALSE | 0 | FALSE | 0 | FALSE | 0 | FALSE | 0 | FALSE | 0
50 |  | 0 | 1838 | FALSE |  | FALSE |  | FALSE |  | FALSE | 0 | FALSE | 0 | FALSE | 0 | FALSE | 0 | FALSE | 0 | FALSE | 0 | FALSE | 0 | FALSE | 0 | FALSE | 0 | FALSE | 0 | FALSE | 0 | FALSE | 0 | FALSE | 0 | FALSE | 0 | FALSE | 0 | FALSE | 0 | FALSE | 0 | FALSE | 0 | FALSE | 0 | FALSE | 0 | FALSE | 0 | FALSE | 0 | FALSE | 0 | FALSE | 0 | FALSE | 0 | FALSE | 0 | FALSE | 0 | TRUE | 900 | FALSE | 0 | FALSE | 0 | FALSE | 0 | FALSE | 0 | FALSE | 0 | FALSE | 0 | FALSE | 0 | FALSE | 0 | FALSE | 0 | FALSE | 0 | FALSE | 0 | FALSE | 0 | FALSE | 0 | FALSE | 0 | FALSE | 0 | FALSE | 0 | FALSE | 0 | FALSE | 0 | FALSE | 0 | FALSE | 0
50 |  | 0 | 1837 | FALSE |  | FALSE |  | FALSE |  | FALSE | 0 | FALSE | 0 | FALSE | 0 | FALSE | 0 | FALSE | 0 | FALSE | 0 | FALSE | 0 | FALSE | 0 | FALSE | 0 | FALSE | 0 | FALSE | 0 | FALSE | 0 | FALSE | 0 | FALSE | 0 | FALSE | 0 | FALSE | 0 | FALSE | 0 | FALSE | 0 | FALSE | 0 | FALSE | 0 | FALSE | 0 | FALSE | 0 | FALSE | 0 | FALSE | 0 | FALSE | 0 | FALSE | 0 | FALSE | 0 | TRUE | 900 | FALSE | 0 | FALSE | 0 | FALSE | 0 | FALSE | 0 | FALSE | 0 | FALSE | 0 | FALSE | 0 | FALSE | 0 | FALSE | 0 | FALSE | 0 | FALSE | 0 | FALSE | 0 | FALSE | 0 | FALSE | 0 | FALSE | 0 | FALSE | 0 | FALSE | 0 | FALSE | 0 | FALSE | 0 | FALSE | 0
50 |  | 0 | 1836 | FALSE |  | FALSE |  | FALSE |  | FALSE | 0 | FALSE | 0 | FALSE | 0 | FALSE | 0 | FALSE | 0 | FALSE | 0 | FALSE | 0 | FALSE | 0 | FALSE | 0 | FALSE | 0 | FALSE | 0 | FALSE | 0 | FALSE | 0 | FALSE | 0 | FALSE | 0 | FALSE | 0 | FALSE | 0 | FALSE | 0 | FALSE | 0 | FALSE | 0 | FALSE | 0 | FALSE | 0 | FALSE | 0 | FALSE | 0 | FALSE | 0 | FALSE | 0 | FALSE | 0 | TRUE | 900 | FALSE | 0 | FALSE | 0 | FALSE | 0 | FALSE | 0 | FALSE | 0 | FALSE | 0 | FALSE | 0 | FALSE | 0 | FALSE | 0 | FALSE | 0 | FALSE | 0 | FALSE | 0 | FALSE | 0 | FALSE | 0 | FALSE | 0 | FALSE | 0 | FALSE | 0 | FALSE | 0 | FALSE | 0 | FALSE | 0
50 |  | 0 | 1835 | FALSE |  | FALSE |  | FALSE |  | FALSE | 0 | FALSE | 0 | FALSE | 0 | FALSE | 0 | FALSE | 0 | FALSE | 0 | FALSE | 0 | FALSE | 0 | FALSE | 0 | FALSE | 0 | FALSE | 0 | FALSE | 0 | FALSE | 0 | FALSE | 0 | FALSE | 0 | FALSE | 0 | FALSE | 0 | FALSE | 0 | FALSE | 0 | FALSE | 0 | FALSE | 0 | FALSE | 0 | FALSE | 0 | FALSE | 0 | FALSE | 0 | FALSE | 0 | FALSE | 0 | TRUE | 900 | FALSE | 0 | FALSE | 0 | FALSE | 0 | FALSE | 0 | FALSE | 0 | FALSE | 0 | FALSE | 0 | FALSE | 0 | FALSE | 0 | FALSE | 0 | FALSE | 0 | FALSE | 0 | FALSE | 0 | FALSE | 0 | FALSE | 0 | FALSE | 0 | FALSE | 0 | FALSE | 0 | FALSE | 0 | FALSE | 0
50 |  | 0 | 1834 | FALSE |  | FALSE |  | FALSE |  | FALSE | 0 | FALSE | 0 | FALSE | 0 | FALSE | 0 | FALSE | 0 | FALSE | 0 | FALSE | 0 | FALSE | 0 | FALSE | 0 | FALSE | 0 | FALSE | 0 | FALSE | 0 | FALSE | 0 | FALSE | 0 | FALSE | 0 | FALSE | 0 | FALSE | 0 | FALSE | 0 | FALSE | 0 | FALSE | 0 | FALSE | 0 | FALSE | 0 | FALSE | 0 | FALSE | 0 | FALSE | 0 | FALSE | 0 | FALSE | 0 | TRUE | 900 | FALSE | 0 | FALSE | 0 | FALSE | 0 | FALSE | 0 | FALSE | 0 | FALSE | 0 | FALSE | 0 | FALSE | 0 | FALSE | 0 | FALSE | 0 | FALSE | 0 | FALSE | 0 | FALSE | 0 | FALSE | 0 | FALSE | 0 | FALSE | 0 | FALSE | 0 | FALSE | 0 | FALSE | 0 | FALSE | 0
50 |  | 0 | 1833 | FALSE |  | FALSE |  | FALSE |  | FALSE | 0 | FALSE | 0 | FALSE | 0 | FALSE | 0 | FALSE | 0 | FALSE | 0 | FALSE | 0 | FALSE | 0 | FALSE | 0 | FALSE | 0 | FALSE | 0 | FALSE | 0 | FALSE | 0 | FALSE | 0 | FALSE | 0 | FALSE | 0 | FALSE | 0 | FALSE | 0 | FALSE | 0 | FALSE | 0 | FALSE | 0 | FALSE | 0 | FALSE | 0 | FALSE | 0 | FALSE | 0 | FALSE | 0 | FALSE | 0 | TRUE | 900 | FALSE | 0 | FALSE | 0 | FALSE | 0 | FALSE | 0 | FALSE | 0 | FALSE | 0 | FALSE | 0 | FALSE | 0 | FALSE | 0 | FALSE | 0 | FALSE | 0 | FALSE | 0 | FALSE | 0 | FALSE | 0 | FALSE | 0 | FALSE | 0 | FALSE | 0 | FALSE | 0 | FALSE | 0 | FALSE | 0
50 |  | 0 | 1832 | FALSE |  | FALSE |  | FALSE |  | FALSE | 0 | FALSE | 0 | FALSE | 0 | FALSE | 0 | FALSE | 0 | FALSE | 0 | FALSE | 0 | FALSE | 0 | FALSE | 0 | FALSE | 0 | FALSE | 0 | FALSE | 0 | FALSE | 0 | FALSE | 0 | FALSE | 0 | FALSE | 0 | FALSE | 0 | FALSE | 0 | FALSE | 0 | FALSE | 0 | FALSE | 0 | FALSE | 0 | FALSE | 0 | FALSE | 0 | FALSE | 0 | FALSE | 0 | FALSE | 0 | TRUE | 900 | FALSE | 0 | FALSE | 0 | FALSE | 0 | FALSE | 0 | FALSE | 0 | FALSE | 0 | FALSE | 0 | FALSE | 0 | FALSE | 0 | FALSE | 0 | FALSE | 0 | FALSE | 0 | FALSE | 0 | FALSE | 0 | FALSE | 0 | FALSE | 0 | FALSE | 0 | FALSE | 0 | FALSE | 0 | FALSE | 0
50 |  | 0 | 1831 | FALSE |  | FALSE |  | FALSE |  | FALSE | 0 | FALSE | 0 | FALSE | 0 | FALSE | 0 | FALSE | 0 | FALSE | 0 | FALSE | 0 | FALSE | 0 | FALSE | 0 | FALSE | 0 | FALSE | 0 | FALSE | 0 | FALSE | 0 | FALSE | 0 | FALSE | 0 | FALSE | 0 | FALSE | 0 | FALSE | 0 | FALSE | 0 | FALSE | 0 | FALSE | 0 | FALSE | 0 | FALSE | 0 | FALSE | 0 | FALSE | 0 | FALSE | 0 | FALSE | 0 | TRUE | 900 | FALSE | 0 | FALSE | 0 | FALSE | 0 | FALSE | 0 | FALSE | 0 | FALSE | 0 | FALSE | 0 | FALSE | 0 | FALSE | 0 | FALSE | 0 | FALSE | 0 | FALSE | 0 | FALSE | 0 | FALSE | 0 | FALSE | 0 | FALSE | 0 | FALSE | 0 | FALSE | 0 | FALSE | 0 | FALSE | 0
50 |  | 0 | 1830 | FALSE |  | FALSE |  | FALSE |  | FALSE | 0 | FALSE | 0 | FALSE | 0 | FALSE | 0 | FALSE | 0 | FALSE | 0 | FALSE | 0 | FALSE | 0 | FALSE | 0 | FALSE | 0 | FALSE | 0 | FALSE | 0 | FALSE | 0 | FALSE | 0 | FALSE | 0 | FALSE | 0 | FALSE | 0 | FALSE | 0 | FALSE | 0 | FALSE | 0 | FALSE | 0 | FALSE | 0 | FALSE | 0 | FALSE | 0 | FALSE | 0 | FALSE | 0 | FALSE | 0 | TRUE | 900 | FALSE | 0 | FALSE | 0 | FALSE | 0 | FALSE | 0 | FALSE | 0 | FALSE | 0 | FALSE | 0 | FALSE | 0 | FALSE | 0 | FALSE | 0 | FALSE | 0 | FALSE | 0 | FALSE | 0 | FALSE | 0 | FALSE | 0 | FALSE | 0 | FALSE | 0 | FALSE | 0 | FALSE | 0 | FALSE | 0
50 |  | 0 | 1829 | FALSE |  | FALSE |  | FALSE |  | FALSE | 0 | FALSE | 0 | FALSE | 0 | FALSE | 0 | FALSE | 0 | FALSE | 0 | FALSE | 0 | FALSE | 0 | FALSE | 0 | FALSE | 0 | FALSE | 0 | FALSE | 0 | FALSE | 0 | FALSE | 0 | FALSE | 0 | FALSE | 0 | FALSE | 0 | FALSE | 0 | FALSE | 0 | FALSE | 0 | FALSE | 0 | FALSE | 0 | FALSE | 0 | FALSE | 0 | FALSE | 0 | FALSE | 0 | FALSE | 0 | TRUE | 900 | FALSE | 0 | FALSE | 0 | FALSE | 0 | FALSE | 0 | FALSE | 0 | FALSE | 0 | FALSE | 0 | FALSE | 0 | FALSE | 0 | FALSE | 0 | FALSE | 0 | FALSE | 0 | FALSE | 0 | FALSE | 0 | FALSE | 0 | FALSE | 0 | FALSE | 0 | FALSE | 0 | FALSE | 0 | FALSE | 0
50 |  | 0 | 1828 | FALSE |  | FALSE |  | FALSE |  | FALSE | 0 | FALSE | 0 | FALSE | 0 | FALSE | 0 | FALSE | 0 | FALSE | 0 | FALSE | 0 | FALSE | 0 | FALSE | 0 | FALSE | 0 | FALSE | 0 | FALSE | 0 | FALSE | 0 | FALSE | 0 | FALSE | 0 | FALSE | 0 | FALSE | 0 | FALSE | 0 | FALSE | 0 | FALSE | 0 | FALSE | 0 | FALSE | 0 | FALSE | 0 | FALSE | 0 | FALSE | 0 | FALSE | 0 | FALSE | 0 | TRUE | 900 | FALSE | 0 | FALSE | 0 | FALSE | 0 | FALSE | 0 | FALSE | 0 | FALSE | 0 | FALSE | 0 | FALSE | 0 | FALSE | 0 | FALSE | 0 | FALSE | 0 | FALSE | 0 | FALSE | 0 | FALSE | 0 | FALSE | 0 | FALSE | 0 | FALSE | 0 | FALSE | 0 | FALSE | 0 | FALSE | 0
50 |  | 0 | 1827 | FALSE |  | FALSE |  | FALSE |  | FALSE | 0 | FALSE | 0 | FALSE | 0 | FALSE | 0 | FALSE | 0 | FALSE | 0 | FALSE | 0 | FALSE | 0 | FALSE | 0 | FALSE | 0 | FALSE | 0 | FALSE | 0 | FALSE | 0 | FALSE | 0 | FALSE | 0 | FALSE | 0 | FALSE | 0 | FALSE | 0 | FALSE | 0 | FALSE | 0 | FALSE | 0 | FALSE | 0 | FALSE | 0 | FALSE | 0 | FALSE | 0 | FALSE | 0 | FALSE | 0 | TRUE | 900 | FALSE | 0 | FALSE | 0 | FALSE | 0 | FALSE | 0 | FALSE | 0 | FALSE | 0 | FALSE | 0 | FALSE | 0 | FALSE | 0 | FALSE | 0 | FALSE | 0 | FALSE | 0 | FALSE | 0 | FALSE | 0 | FALSE | 0 | FALSE | 0 | FALSE | 0 | FALSE | 0 | FALSE | 0 | FALSE | 0
50 |  | 0 | 1826 | FALSE |  | FALSE |  | FALSE |  | FALSE | 0 | FALSE | 0 | FALSE | 0 | FALSE | 0 | FALSE | 0 | FALSE | 0 | FALSE | 0 | FALSE | 0 | FALSE | 0 | FALSE | 0 | FALSE | 0 | FALSE | 0 | FALSE | 0 | FALSE | 0 | FALSE | 0 | FALSE | 0 | FALSE | 0 | FALSE | 0 | FALSE | 0 | FALSE | 0 | FALSE | 0 | FALSE | 0 | FALSE | 0 | FALSE | 0 | FALSE | 0 | FALSE | 0 | FALSE | 0 | TRUE | 900 | FALSE | 0 | FALSE | 0 | FALSE | 0 | FALSE | 0 | FALSE | 0 | FALSE | 0 | FALSE | 0 | FALSE | 0 | FALSE | 0 | FALSE | 0 | FALSE | 0 | FALSE | 0 | FALSE | 0 | FALSE | 0 | FALSE | 0 | FALSE | 0 | FALSE | 0 | FALSE | 0 | FALSE | 0 | FALSE | 0
50 |  | 0 | 1825 | FALSE |  | FALSE |  | FALSE |  | FALSE | 0 | FALSE | 0 | FALSE | 0 | FALSE | 0 | FALSE | 0 | FALSE | 0 | FALSE | 0 | FALSE | 0 | FALSE | 0 | FALSE | 0 | FALSE | 0 | FALSE | 0 | FALSE | 0 | FALSE | 0 | FALSE | 0 | FALSE | 0 | FALSE | 0 | FALSE | 0 | FALSE | 0 | FALSE | 0 | FALSE | 0 | FALSE | 0 | FALSE | 0 | FALSE | 0 | FALSE | 0 | FALSE | 0 | FALSE | 0 | TRUE | 900 | FALSE | 0 | FALSE | 0 | FALSE | 0 | FALSE | 0 | FALSE | 0 | FALSE | 0 | FALSE | 0 | FALSE | 0 | FALSE | 0 | FALSE | 0 | FALSE | 0 | FALSE | 0 | FALSE | 0 | FALSE | 0 | FALSE | 0 | FALSE | 0 | FALSE | 0 | FALSE | 0 | FALSE | 0 | FALSE | 0
50 |  | 0 | 1824 | FALSE |  | FALSE |  | FALSE |  | FALSE | 0 | FALSE | 0 | FALSE | 0 | FALSE | 0 | FALSE | 0 | FALSE | 0 | FALSE | 0 | FALSE | 0 | FALSE | 0 | FALSE | 0 | FALSE | 0 | FALSE | 0 | FALSE | 0 | FALSE | 0 | FALSE | 0 | FALSE | 0 | FALSE | 0 | FALSE | 0 | FALSE | 0 | FALSE | 0 | FALSE | 0 | FALSE | 0 | FALSE | 0 | FALSE | 0 | FALSE | 0 | FALSE | 0 | FALSE | 0 | TRUE | 900 | FALSE | 0 | FALSE | 0 | FALSE | 0 | FALSE | 0 | FALSE | 0 | FALSE | 0 | FALSE | 0 | FALSE | 0 | FALSE | 0 | FALSE | 0 | FALSE | 0 | FALSE | 0 | FALSE | 0 | FALSE | 0 | FALSE | 0 | FALSE | 0 | FALSE | 0 | FALSE | 0 | FALSE | 0 | FALSE | 0
50 |  | 0 | 1823 | FALSE |  | FALSE |  | FALSE |  | FALSE | 0 | FALSE | 0 | FALSE | 0 | FALSE | 0 | FALSE | 0 | FALSE | 0 | FALSE | 0 | FALSE | 0 | FALSE | 0 | FALSE | 0 | FALSE | 0 | FALSE | 0 | FALSE | 0 | FALSE | 0 | FALSE | 0 | FALSE | 0 | FALSE | 0 | FALSE | 0 | FALSE | 0 | FALSE | 0 | FALSE | 0 | FALSE | 0 | FALSE | 0 | FALSE | 0 | FALSE | 0 | FALSE | 0 | FALSE | 0 | TRUE | 900 | FALSE | 0 | FALSE | 0 | FALSE | 0 | FALSE | 0 | FALSE | 0 | FALSE | 0 | FALSE | 0 | FALSE | 0 | FALSE | 0 | FALSE | 0 | FALSE | 0 | FALSE | 0 | FALSE | 0 | FALSE | 0 | FALSE | 0 | FALSE | 0 | FALSE | 0 | FALSE | 0 | FALSE | 0 | FALSE | 0
50 |  | 0 | 1822 | FALSE |  | FALSE |  | FALSE |  | FALSE | 0 | FALSE | 0 | FALSE | 0 | FALSE | 0 | FALSE | 0 | FALSE | 0 | FALSE | 0 | FALSE | 0 | FALSE | 0 | FALSE | 0 | FALSE | 0 | FALSE | 0 | FALSE | 0 | FALSE | 0 | FALSE | 0 | FALSE | 0 | FALSE | 0 | FALSE | 0 | FALSE | 0 | FALSE | 0 | FALSE | 0 | FALSE | 0 | FALSE | 0 | FALSE | 0 | FALSE | 0 | FALSE | 0 | FALSE | 0 | TRUE | 900 | FALSE | 0 | FALSE | 0 | FALSE | 0 | FALSE | 0 | FALSE | 0 | FALSE | 0 | FALSE | 0 | FALSE | 0 | FALSE | 0 | FALSE | 0 | FALSE | 0 | FALSE | 0 | FALSE | 0 | FALSE | 0 | FALSE | 0 | FALSE | 0 | FALSE | 0 | FALSE | 0 | FALSE | 0 | FALSE | 0
50 |  | 0 | 1821 | FALSE |  | FALSE |  | FALSE |  | FALSE | 0 | FALSE | 0 | FALSE | 0 | FALSE | 0 | FALSE | 0 | FALSE | 0 | FALSE | 0 | FALSE | 0 | FALSE | 0 | FALSE | 0 | FALSE | 0 | FALSE | 0 | FALSE | 0 | FALSE | 0 | FALSE | 0 | FALSE | 0 | FALSE | 0 | FALSE | 0 | FALSE | 0 | FALSE | 0 | FALSE | 0 | FALSE | 0 | FALSE | 0 | FALSE | 0 | FALSE | 0 | FALSE | 0 | FALSE | 0 | TRUE | 900 | FALSE | 0 | FALSE | 0 | FALSE | 0 | FALSE | 0 | FALSE | 0 | FALSE | 0 | FALSE | 0 | FALSE | 0 | FALSE | 0 | FALSE | 0 | FALSE | 0 | FALSE | 0 | FALSE | 0 | FALSE | 0 | FALSE | 0 | FALSE | 0 | FALSE | 0 | FALSE | 0 | FALSE | 0 | FALSE | 0
50 |  | 0 | 1820 | FALSE |  | FALSE |  | FALSE |  | FALSE | 0 | FALSE | 0 | FALSE | 0 | FALSE | 0 | FALSE | 0 | FALSE | 0 | FALSE | 0 | FALSE | 0 | FALSE | 0 | FALSE | 0 | FALSE | 0 | FALSE | 0 | FALSE | 0 | FALSE | 0 | FALSE | 0 | FALSE | 0 | FALSE | 0 | FALSE | 0 | FALSE | 0 | FALSE | 0 | FALSE | 0 | FALSE | 0 | FALSE | 0 | FALSE | 0 | FALSE | 0 | FALSE | 0 | FALSE | 0 | TRUE | 900 | FALSE | 0 | FALSE | 0 | FALSE | 0 | FALSE | 0 | FALSE | 0 | FALSE | 0 | FALSE | 0 | FALSE | 0 | FALSE | 0 | FALSE | 0 | FALSE | 0 | FALSE | 0 | FALSE | 0 | FALSE | 0 | FALSE | 0 | FALSE | 0 | FALSE | 0 | FALSE | 0 | FALSE | 0 | FALSE | 0
50 |  | 0 | 1819 | FALSE |  | FALSE |  | FALSE |  | FALSE | 0 | FALSE | 0 | FALSE | 0 | FALSE | 0 | FALSE | 0 | FALSE | 0 | FALSE | 0 | FALSE | 0 | FALSE | 0 | FALSE | 0 | FALSE | 0 | FALSE | 0 | FALSE | 0 | FALSE | 0 | FALSE | 0 | FALSE | 0 | FALSE | 0 | FALSE | 0 | FALSE | 0 | FALSE | 0 | FALSE | 0 | FALSE | 0 | FALSE | 0 | FALSE | 0 | FALSE | 0 | FALSE | 0 | FALSE | 0 | TRUE | 900 | FALSE | 0 | FALSE | 0 | FALSE | 0 | FALSE | 0 | FALSE | 0 | FALSE | 0 | FALSE | 0 | FALSE | 0 | FALSE | 0 | FALSE | 0 | FALSE | 0 | FALSE | 0 | FALSE | 0 | FALSE | 0 | FALSE | 0 | FALSE | 0 | FALSE | 0 | FALSE | 0 | FALSE | 0 | FALSE | 0
50 |  | 0 | 1818 | FALSE |  | FALSE |  | FALSE |  | FALSE | 0 | FALSE | 0 | FALSE | 0 | FALSE | 0 | FALSE | 0 | FALSE | 0 | FALSE | 0 | FALSE | 0 | FALSE | 0 | FALSE | 0 | FALSE | 0 | FALSE | 0 | FALSE | 0 | FALSE | 0 | FALSE | 0 | FALSE | 0 | FALSE | 0 | FALSE | 0 | FALSE | 0 | FALSE | 0 | FALSE | 0 | FALSE | 0 | FALSE | 0 | FALSE | 0 | FALSE | 0 | FALSE | 0 | FALSE | 0 | TRUE | 900 | FALSE | 0 | FALSE | 0 | FALSE | 0 | FALSE | 0 | FALSE | 0 | FALSE | 0 | FALSE | 0 | FALSE | 0 | FALSE | 0 | FALSE | 0 | FALSE | 0 | FALSE | 0 | FALSE | 0 | FALSE | 0 | FALSE | 0 | FALSE | 0 | FALSE | 0 | FALSE | 0 | FALSE | 0 | FALSE | 0
50 |  | 0 | 1817 | FALSE |  | FALSE |  | FALSE |  | FALSE | 0 | FALSE | 0 | FALSE | 0 | FALSE | 0 | FALSE | 0 | FALSE | 0 | FALSE | 0 | FALSE | 0 | FALSE | 0 | FALSE | 0 | FALSE | 0 | FALSE | 0 | FALSE | 0 | FALSE | 0 | FALSE | 0 | FALSE | 0 | FALSE | 0 | FALSE | 0 | FALSE | 0 | FALSE | 0 | FALSE | 0 | FALSE | 0 | FALSE | 0 | FALSE | 0 | FALSE | 0 | FALSE | 0 | FALSE | 0 | TRUE | 900 | FALSE | 0 | FALSE | 0 | FALSE | 0 | FALSE | 0 | FALSE | 0 | FALSE | 0 | FALSE | 0 | FALSE | 0 | FALSE | 0 | FALSE | 0 | FALSE | 0 | FALSE | 0 | FALSE | 0 | FALSE | 0 | FALSE | 0 | FALSE | 0 | FALSE | 0 | FALSE | 0 | FALSE | 0 | FALSE | 0
50 |  | 0 | 1816 | FALSE |  | FALSE |  | FALSE | 0 | FALSE | 0 | FALSE | 0 | FALSE | 0 | FALSE | 0 | FALSE | 0 | FALSE | 0 | FALSE | 0 | FALSE | 0 | FALSE | 0 | FALSE | 0 | FALSE | 0 | FALSE | 0 | FALSE | 0 | FALSE | 0 | FALSE | 0 | FALSE | 0 | FALSE | 0 | FALSE | 0 | FALSE | 0 | FALSE | 0 | FALSE | 0 | FALSE | 0 | FALSE | 0 | FALSE | 0 | FALSE | 0 | FALSE | 0 | FALSE | 0 | TRUE | 900 | FALSE | 0 | FALSE | 0 | FALSE | 0 | FALSE | 0 | FALSE | 0 | FALSE | 0 | FALSE | 0 | FALSE | 0 | FALSE | 0 | FALSE | 0 | FALSE | 0 | FALSE | 0 | FALSE | 0 | FALSE | 0 | FALSE | 0 | FALSE | 0 | FALSE | 0 | FALSE | 0 | FALSE | 0 | FALSE | 0
50 |  | 0 | 1815 | FALSE |  | FALSE |  | FALSE | 0 | FALSE | 0 | FALSE | 0 | FALSE | 0 | FALSE | 0 | FALSE | 0 | FALSE | 0 | FALSE | 0 | FALSE | 0 | FALSE | 0 | FALSE | 0 | FALSE | 0 | FALSE | 0 | FALSE | 0 | FALSE | 0 | FALSE | 0 | FALSE | 0 | FALSE | 0 | FALSE | 0 | FALSE | 0 | FALSE | 0 | FALSE | 0 | FALSE | 0 | FALSE | 0 | FALSE | 0 | FALSE | 0 | FALSE | 0 | FALSE | 0 | TRUE | 900 | FALSE | 0 | FALSE | 0 | FALSE | 0 | FALSE | 0 | FALSE | 0 | FALSE | 0 | FALSE | 0 | FALSE | 0 | FALSE | 0 | FALSE | 0 | FALSE | 0 | FALSE | 0 | FALSE | 0 | FALSE | 0 | FALSE | 0 | FALSE | 0 | FALSE | 0 | FALSE | 0 | FALSE | 0 | FALSE | 0
50 |  | 0 | 1814 | FALSE |  | FALSE |  | FALSE | 0 | FALSE | 0 | FALSE | 0 | FALSE | 0 | FALSE | 0 | FALSE | 0 | FALSE | 0 | FALSE | 0 | FALSE | 0 | FALSE | 0 | FALSE | 0 | FALSE | 0 | FALSE | 0 | FALSE | 0 | FALSE | 0 | FALSE | 0 | FALSE | 0 | FALSE | 0 | FALSE | 0 | FALSE | 0 | FALSE | 0 | FALSE | 0 | FALSE | 0 | FALSE | 0 | FALSE | 0 | FALSE | 0 | FALSE | 0 | FALSE | 0 | TRUE | 900 | FALSE | 0 | FALSE | 0 | FALSE | 0 | FALSE | 0 | FALSE | 0 | FALSE | 0 | FALSE | 0 | FALSE | 0 | FALSE | 0 | FALSE | 0 | FALSE | 0 | FALSE | 0 | FALSE | 0 | FALSE | 0 | FALSE | 0 | FALSE | 0 | FALSE | 0 | FALSE | 0 | FALSE | 0 | FALSE | 0
50 |  | 0 | 1813 | FALSE |  | FALSE |  | FALSE | 0 | FALSE | 0 | FALSE | 0 | FALSE | 0 | FALSE | 0 | FALSE | 0 | FALSE | 0 | FALSE | 0 | FALSE | 0 | FALSE | 0 | FALSE | 0 | FALSE | 0 | FALSE | 0 | FALSE | 0 | FALSE | 0 | FALSE | 0 | FALSE | 0 | FALSE | 0 | FALSE | 0 | FALSE | 0 | FALSE | 0 | FALSE | 0 | FALSE | 0 | FALSE | 0 | FALSE | 0 | FALSE | 0 | FALSE | 0 | FALSE | 0 | TRUE | 900 | FALSE | 0 | FALSE | 0 | FALSE | 0 | FALSE | 0 | FALSE | 0 | FALSE | 0 | FALSE | 0 | FALSE | 0 | FALSE | 0 | FALSE | 0 | FALSE | 0 | FALSE | 0 | FALSE | 0 | FALSE | 0 | FALSE | 0 | FALSE | 0 | FALSE | 0 | FALSE | 0 | FALSE | 0 | FALSE | 0
50 |  | 0 | 1812 | FALSE |  | FALSE |  | FALSE | 0 | FALSE | 0 | FALSE | 0 | FALSE | 0 | FALSE | 0 | FALSE | 0 | FALSE | 0 | FALSE | 0 | FALSE | 0 | FALSE | 0 | FALSE | 0 | FALSE | 0 | FALSE | 0 | FALSE | 0 | FALSE | 0 | FALSE | 0 | FALSE | 0 | FALSE | 0 | FALSE | 0 | FALSE | 0 | FALSE | 0 | FALSE | 0 | FALSE | 0 | FALSE | 0 | FALSE | 0 | FALSE | 0 | FALSE | 0 | FALSE | 0 | TRUE | 900 | FALSE | 0 | FALSE | 0 | FALSE | 0 | FALSE | 0 | FALSE | 0 | FALSE | 0 | FALSE | 0 | FALSE | 0 | FALSE | 0 | FALSE | 0 | FALSE | 0 | FALSE | 0 | FALSE | 0 | FALSE | 0 | FALSE | 0 | FALSE | 0 | FALSE | 0 | FALSE | 0 | FALSE | 0 | FALSE | 0
50 |  | 0 | 1811 | FALSE |  | FALSE |  | FALSE | 0 | FALSE | 0 | FALSE | 0 | FALSE | 0 | FALSE | 0 | FALSE | 0 | FALSE | 0 | FALSE | 0 | FALSE | 0 | FALSE | 0 | FALSE | 0 | FALSE | 0 | FALSE | 0 | FALSE | 0 | FALSE | 0 | FALSE | 0 | FALSE | 0 | FALSE | 0 | FALSE | 0 | FALSE | 0 | FALSE | 0 | FALSE | 0 | FALSE | 0 | FALSE | 0 | FALSE | 0 | FALSE | 0 | FALSE | 0 | FALSE | 0 | TRUE | 900 | FALSE | 0 | FALSE | 0 | FALSE | 0 | FALSE | 0 | FALSE | 0 | FALSE | 0 | FALSE | 0 | FALSE | 0 | FALSE | 0 | FALSE | 0 | FALSE | 0 | FALSE | 0 | FALSE | 0 | FALSE | 0 | FALSE | 0 | FALSE | 0 | FALSE | 0 | FALSE | 0 | FALSE | 0 | FALSE | 0
50 |  | 0 | 1810 | FALSE |  | FALSE |  | FALSE | 0 | FALSE | 0 | FALSE | 0 | FALSE | 0 | FALSE | 0 | FALSE | 0 | FALSE | 0 | FALSE | 0 | FALSE | 0 | FALSE | 0 | FALSE | 0 | FALSE | 0 | FALSE | 0 | FALSE | 0 | FALSE | 0 | FALSE | 0 | FALSE | 0 | FALSE | 0 | FALSE | 0 | FALSE | 0 | FALSE | 0 | FALSE | 0 | FALSE | 0 | FALSE | 0 | FALSE | 0 | FALSE | 0 | FALSE | 0 | FALSE | 0 | TRUE | 900 | FALSE | 0 | FALSE | 0 | FALSE | 0 | FALSE | 0 | FALSE | 0 | FALSE | 0 | FALSE | 0 | FALSE | 0 | FALSE | 0 | FALSE | 0 | FALSE | 0 | FALSE | 0 | FALSE | 0 | FALSE | 0 | FALSE | 0 | FALSE | 0 | FALSE | 0 | FALSE | 0 | FALSE | 0 | FALSE | 0
50 |  | 0 | 1809 | FALSE |  | FALSE |  | FALSE | 0 | FALSE | 0 | FALSE | 0 | FALSE | 0 | FALSE | 0 | FALSE | 0 | FALSE | 0 | FALSE | 0 | FALSE | 0 | FALSE | 0 | FALSE | 0 | FALSE | 0 | FALSE | 0 | FALSE | 0 | FALSE | 0 | FALSE | 0 | FALSE | 0 | FALSE | 0 | FALSE | 0 | FALSE | 0 | FALSE | 0 | FALSE | 0 | FALSE | 0 | FALSE | 0 | FALSE | 0 | FALSE | 0 | FALSE | 0 | FALSE | 0 | TRUE | 900 | FALSE | 0 | FALSE | 0 | FALSE | 0 | FALSE | 0 | FALSE | 0 | FALSE | 0 | FALSE | 0 | FALSE | 0 | FALSE | 0 | FALSE | 0 | FALSE | 0 | FALSE | 0 | FALSE | 0 | FALSE | 0 | FALSE | 0 | FALSE | 0 | FALSE | 0 | FALSE | 0 | FALSE | 0 | FALSE | 0
50 |  | 0 | 1808 | FALSE |  | FALSE |  | FALSE | 0 | FALSE | 0 | FALSE | 0 | FALSE | 0 | FALSE | 0 | FALSE | 0 | FALSE | 0 | FALSE | 0 | FALSE | 0 | FALSE | 0 | FALSE | 0 | FALSE | 0 | FALSE | 0 | FALSE | 0 | FALSE | 0 | FALSE | 0 | FALSE | 0 | FALSE | 0 | FALSE | 0 | FALSE | 0 | FALSE | 0 | FALSE | 0 | FALSE | 0 | FALSE | 0 | FALSE | 0 | FALSE | 0 | FALSE | 0 | FALSE | 0 | TRUE | 900 | FALSE | 0 | FALSE | 0 | FALSE | 0 | FALSE | 0 | FALSE | 0 | FALSE | 0 | FALSE | 0 | FALSE | 0 | FALSE | 0 | FALSE | 0 | FALSE | 0 | FALSE | 0 | FALSE | 0 | FALSE | 0 | FALSE | 0 | FALSE | 0 | FALSE | 0 | FALSE | 0 | FALSE | 0 | FALSE | 0
50 |  | 0 | 1807 | FALSE |  | FALSE |  | FALSE | 0 | FALSE | 0 | FALSE | 0 | FALSE | 0 | FALSE | 0 | FALSE | 0 | FALSE | 0 | FALSE | 0 | FALSE | 0 | FALSE | 0 | FALSE | 0 | FALSE | 0 | FALSE | 0 | FALSE | 0 | FALSE | 0 | FALSE | 0 | FALSE | 0 | FALSE | 0 | FALSE | 0 | FALSE | 0 | FALSE | 0 | FALSE | 0 | FALSE | 0 | FALSE | 0 | FALSE | 0 | FALSE | 0 | FALSE | 0 | FALSE | 0 | TRUE | 900 | FALSE | 0 | FALSE | 0 | FALSE | 0 | FALSE | 0 | FALSE | 0 | FALSE | 0 | FALSE | 0 | FALSE | 0 | FALSE | 0 | FALSE | 0 | FALSE | 0 | FALSE | 0 | FALSE | 0 | FALSE | 0 | FALSE | 0 | FALSE | 0 | FALSE | 0 | FALSE | 0 | FALSE | 0 | FALSE | 0
50 |  | 0 | 1806 | FALSE |  | FALSE |  | FALSE | 0 | FALSE | 0 | FALSE | 0 | FALSE | 0 | FALSE | 0 | FALSE | 0 | FALSE | 0 | FALSE | 0 | FALSE | 0 | FALSE | 0 | FALSE | 0 | FALSE | 0 | FALSE | 0 | FALSE | 0 | FALSE | 0 | FALSE | 0 | FALSE | 0 | FALSE | 0 | FALSE | 0 | FALSE | 0 | FALSE | 0 | FALSE | 0 | FALSE | 0 | FALSE | 0 | FALSE | 0 | FALSE | 0 | FALSE | 0 | FALSE | 0 | TRUE | 900 | FALSE | 0 | FALSE | 0 | FALSE | 0 | FALSE | 0 | FALSE | 0 | FALSE | 0 | FALSE | 0 | FALSE | 0 | FALSE | 0 | FALSE | 0 | FALSE | 0 | FALSE | 0 | FALSE | 0 | FALSE | 0 | FALSE | 0 | FALSE | 0 | FALSE | 0 | FALSE | 0 | FALSE | 0 | FALSE | 0
50 |  | 0 | 1805 | FALSE |  | FALSE |  | FALSE | 0 | FALSE | 0 | FALSE | 0 | FALSE | 0 | FALSE | 0 | FALSE | 0 | FALSE | 0 | FALSE | 0 | FALSE | 0 | FALSE | 0 | FALSE | 0 | FALSE | 0 | FALSE | 0 | FALSE | 0 | FALSE | 0 | FALSE | 0 | FALSE | 0 | FALSE | 0 | FALSE | 0 | FALSE | 0 | FALSE | 0 | FALSE | 0 | FALSE | 0 | FALSE | 0 | FALSE | 0 | FALSE | 0 | FALSE | 0 | FALSE | 0 | TRUE | 900 | FALSE | 0 | FALSE | 0 | FALSE | 0 | FALSE | 0 | FALSE | 0 | FALSE | 0 | FALSE | 0 | FALSE | 0 | FALSE | 0 | FALSE | 0 | FALSE | 0 | FALSE | 0 | FALSE | 0 | FALSE | 0 | FALSE | 0 | FALSE | 0 | FALSE | 0 | FALSE | 0 | FALSE | 0 | FALSE | 0
50 |  | 0 | 1804 | FALSE |  | FALSE |  | FALSE | 0 | FALSE | 0 | FALSE | 0 | FALSE | 0 | FALSE | 0 | FALSE | 0 | FALSE | 0 | FALSE | 0 | FALSE | 0 | FALSE | 0 | FALSE | 0 | FALSE | 0 | FALSE | 0 | FALSE | 0 | FALSE | 0 | FALSE | 0 | FALSE | 0 | FALSE | 0 | FALSE | 0 | FALSE | 0 | FALSE | 0 | FALSE | 0 | FALSE | 0 | FALSE | 0 | FALSE | 0 | FALSE | 0 | FALSE | 0 | FALSE | 0 | TRUE | 900 | FALSE | 0 | FALSE | 0 | FALSE | 0 | FALSE | 0 | FALSE | 0 | FALSE | 0 | FALSE | 0 | FALSE | 0 | FALSE | 0 | FALSE | 0 | FALSE | 0 | FALSE | 0 | FALSE | 0 | FALSE | 0 | FALSE | 0 | FALSE | 0 | FALSE | 0 | FALSE | 0 | FALSE | 0 | FALSE | 0
50 |  | 0 | 1803 | FALSE |  | FALSE |  | FALSE | 0 | FALSE | 0 | FALSE | 0 | FALSE | 0 | FALSE | 0 | FALSE | 0 | FALSE | 0 | FALSE | 0 | FALSE | 0 | FALSE | 0 | FALSE | 0 | FALSE | 0 | FALSE | 0 | FALSE | 0 | FALSE | 0 | FALSE | 0 | FALSE | 0 | FALSE | 0 | FALSE | 0 | FALSE | 0 | FALSE | 0 | FALSE | 0 | FALSE | 0 | FALSE | 0 | FALSE | 0 | FALSE | 0 | FALSE | 0 | FALSE | 0 | TRUE | 900 | FALSE | 0 | FALSE | 0 | FALSE | 0 | FALSE | 0 | FALSE | 0 | FALSE | 0 | FALSE | 0 | FALSE | 0 | FALSE | 0 | FALSE | 0 | FALSE | 0 | FALSE | 0 | FALSE | 0 | FALSE | 0 | FALSE | 0 | FALSE | 0 | FALSE | 0 | FALSE | 0 | FALSE | 0 | FALSE | 0
50 |  | 0 | 1802 | FALSE |  | FALSE |  | FALSE | 0 | FALSE | 0 | FALSE | 0 | FALSE | 0 | FALSE | 0 | FALSE | 0 | FALSE | 0 | FALSE | 0 | FALSE | 0 | FALSE | 0 | FALSE | 0 | FALSE | 0 | FALSE | 0 | FALSE | 0 | FALSE | 0 | FALSE | 0 | FALSE | 0 | FALSE | 0 | FALSE | 0 | FALSE | 0 | FALSE | 0 | FALSE | 0 | FALSE | 0 | FALSE | 0 | FALSE | 0 | FALSE | 0 | FALSE | 0 | FALSE | 0 | TRUE | 900 | FALSE | 0 | FALSE | 0 | FALSE | 0 | FALSE | 0 | FALSE | 0 | FALSE | 0 | FALSE | 0 | FALSE | 0 | FALSE | 0 | FALSE | 0 | FALSE | 0 | FALSE | 0 | FALSE | 0 | FALSE | 0 | FALSE | 0 | FALSE | 0 | FALSE | 0 | FALSE | 0 | FALSE | 0 | FALSE | 0
50 |  | 0 | 1801 | FALSE |  | FALSE |  | FALSE | 0 | FALSE | 0 | FALSE | 0 | FALSE | 0 | FALSE | 0 | FALSE | 0 | FALSE | 0 | FALSE | 0 | FALSE | 0 | FALSE | 0 | FALSE | 0 | FALSE | 0 | FALSE | 0 | FALSE | 0 | FALSE | 0 | FALSE | 0 | FALSE | 0 | FALSE | 0 | FALSE | 0 | FALSE | 0 | FALSE | 0 | FALSE | 0 | FALSE | 0 | FALSE | 0 | FALSE | 0 | FALSE | 0 | FALSE | 0 | FALSE | 0 | TRUE | 900 | FALSE | 0 | FALSE | 0 | FALSE | 0 | FALSE | 0 | FALSE | 0 | FALSE | 0 | FALSE | 0 | FALSE | 0 | FALSE | 0 | FALSE | 0 | FALSE | 0 | FALSE | 0 | FALSE | 0 | FALSE | 0 | FALSE | 0 | FALSE | 0 | FALSE | 0 | FALSE | 0 | FALSE | 0 | FALSE | 0
50 |  | 0 | 1800 | FALSE |  | FALSE |  | FALSE | 0 | FALSE | 0 | FALSE | 0 | FALSE | 0 | FALSE | 0 | FALSE | 0 | FALSE | 0 | FALSE | 0 | FALSE | 0 | FALSE | 0 | FALSE | 0 | FALSE | 0 | FALSE | 0 | FALSE | 0 | FALSE | 0 | FALSE | 0 | FALSE | 0 | FALSE | 0 | FALSE | 0 | FALSE | 0 | FALSE | 0 | FALSE | 0 | FALSE | 0 | FALSE | 0 | FALSE | 0 | FALSE | 0 | FALSE | 0 | FALSE | 0 | TRUE | 900 | FALSE | 0 | FALSE | 0 | FALSE | 0 | FALSE | 0 | FALSE | 0 | FALSE | 0 | FALSE | 0 | FALSE | 0 | FALSE | 0 | FALSE | 0 | FALSE | 0 | FALSE | 0 | FALSE | 0 | FALSE | 0 | FALSE | 0 | FALSE | 0 | FALSE | 0 | FALSE | 0 | FALSE | 0 | FALSE | 0
50 |  | 0 | 1799 | FALSE |  | FALSE |  | FALSE | 0 | FALSE | 0 | FALSE | 0 | FALSE | 0 | FALSE | 0 | FALSE | 0 | FALSE | 0 | FALSE | 0 | FALSE | 0 | FALSE | 0 | FALSE | 0 | FALSE | 0 | FALSE | 0 | FALSE | 0 | FALSE | 0 | FALSE | 0 | FALSE | 0 | FALSE | 0 | FALSE | 0 | FALSE | 0 | FALSE | 0 | FALSE | 0 | FALSE | 0 | FALSE | 0 | FALSE | 0 | FALSE | 0 | FALSE | 0 | FALSE | 0 | TRUE | 900 | FALSE | 0 | FALSE | 0 | FALSE | 0 | FALSE | 0 | FALSE | 0 | FALSE | 0 | FALSE | 0 | FALSE | 0 | FALSE | 0 | FALSE | 0 | FALSE | 0 | FALSE | 0 | FALSE | 0 | FALSE | 0 | FALSE | 0 | FALSE | 0 | FALSE | 0 | FALSE | 0 | FALSE | 0 | FALSE | 0
50 |  | 0 | 1798 | FALSE |  | FALSE |  | FALSE | 0 | FALSE | 0 | FALSE | 0 | FALSE | 0 | FALSE | 0 | FALSE | 0 | FALSE | 0 | FALSE | 0 | FALSE | 0 | FALSE | 0 | FALSE | 0 | FALSE | 0 | FALSE | 0 | FALSE | 0 | FALSE | 0 | FALSE | 0 | FALSE | 0 | FALSE | 0 | FALSE | 0 | FALSE | 0 | FALSE | 0 | FALSE | 0 | FALSE | 0 | FALSE | 0 | FALSE | 0 | FALSE | 0 | FALSE | 0 | FALSE | 0 | TRUE | 900 | FALSE | 0 | FALSE | 0 | FALSE | 0 | FALSE | 0 | FALSE | 0 | FALSE | 0 | FALSE | 0 | FALSE | 0 | FALSE | 0 | FALSE | 0 | FALSE | 0 | FALSE | 0 | FALSE | 0 | FALSE | 0 | FALSE | 0 | FALSE | 0 | FALSE | 0 | FALSE | 0 | FALSE | 0 | FALSE | 0
50 |  | 0 | 1797 | FALSE |  | FALSE |  | FALSE | 0 | FALSE | 0 | FALSE | 0 | FALSE | 0 | FALSE | 0 | FALSE | 0 | FALSE | 0 | FALSE | 0 | FALSE | 0 | FALSE | 0 | FALSE | 0 | FALSE | 0 | FALSE | 0 | FALSE | 0 | FALSE | 0 | FALSE | 0 | FALSE | 0 | FALSE | 0 | FALSE | 0 | FALSE | 0 | FALSE | 0 | FALSE | 0 | FALSE | 0 | FALSE | 0 | FALSE | 0 | FALSE | 0 | FALSE | 0 | FALSE | 0 | TRUE | 900 | FALSE | 0 | FALSE | 0 | FALSE | 0 | FALSE | 0 | FALSE | 0 | FALSE | 0 | FALSE | 0 | FALSE | 0 | FALSE | 0 | FALSE | 0 | FALSE | 0 | FALSE | 0 | FALSE | 0 | FALSE | 0 | FALSE | 0 | FALSE | 0 | FALSE | 0 | FALSE | 0 | FALSE | 0 | FALSE | 0
50 |  | 0 | 1796 | FALSE |  | FALSE |  | FALSE | 0 | FALSE | 0 | FALSE | 0 | FALSE | 0 | FALSE | 0 | FALSE | 0 | FALSE | 0 | FALSE | 0 | FALSE | 0 | FALSE | 0 | FALSE | 0 | FALSE | 0 | FALSE | 0 | FALSE | 0 | FALSE | 0 | FALSE | 0 | FALSE | 0 | FALSE | 0 | FALSE | 0 | FALSE | 0 | FALSE | 0 | FALSE | 0 | FALSE | 0 | FALSE | 0 | FALSE | 0 | FALSE | 0 | FALSE | 0 | FALSE | 0 | TRUE | 900 | FALSE | 0 | FALSE | 0 | FALSE | 0 | FALSE | 0 | FALSE | 0 | FALSE | 0 | FALSE | 0 | FALSE | 0 | FALSE | 0 | FALSE | 0 | FALSE | 0 | FALSE | 0 | FALSE | 0 | FALSE | 0 | FALSE | 0 | FALSE | 0 | FALSE | 0 | FALSE | 0 | FALSE | 0 | FALSE | 0
50 |  | 0 | 1795 | FALSE |  | FALSE |  | FALSE | 0 | FALSE | 0 | FALSE | 0 | FALSE | 0 | FALSE | 0 | FALSE | 0 | FALSE | 0 | FALSE | 0 | FALSE | 0 | FALSE | 0 | FALSE | 0 | FALSE | 0 | FALSE | 0 | FALSE | 0 | FALSE | 0 | FALSE | 0 | FALSE | 0 | FALSE | 0 | FALSE | 0 | FALSE | 0 | FALSE | 0 | FALSE | 0 | FALSE | 0 | FALSE | 0 | FALSE | 0 | FALSE | 0 | FALSE | 0 | FALSE | 0 | TRUE | 900 | FALSE | 0 | FALSE | 0 | FALSE | 0 | FALSE | 0 | FALSE | 0 | FALSE | 0 | FALSE | 0 | FALSE | 0 | FALSE | 0 | FALSE | 0 | FALSE | 0 | FALSE | 0 | FALSE | 0 | FALSE | 0 | FALSE | 0 | FALSE | 0 | FALSE | 0 | FALSE | 0 | FALSE | 0 | FALSE | 0
50 |  | 0 | 1794 | FALSE |  | FALSE |  | FALSE | 0 | FALSE | 0 | FALSE | 0 | FALSE | 0 | FALSE | 0 | FALSE | 0 | FALSE | 0 | FALSE | 0 | FALSE | 0 | FALSE | 0 | FALSE | 0 | FALSE | 0 | FALSE | 0 | FALSE | 0 | FALSE | 0 | FALSE | 0 | FALSE | 0 | FALSE | 0 | FALSE | 0 | FALSE | 0 | FALSE | 0 | FALSE | 0 | FALSE | 0 | FALSE | 0 | FALSE | 0 | FALSE | 0 | FALSE | 0 | FALSE | 0 | TRUE | 900 | FALSE | 0 | FALSE | 0 | FALSE | 0 | FALSE | 0 | FALSE | 0 | FALSE | 0 | FALSE | 0 | FALSE | 0 | FALSE | 0 | FALSE | 0 | FALSE | 0 | FALSE | 0 | FALSE | 0 | FALSE | 0 | FALSE | 0 | FALSE | 0 | FALSE | 0 | FALSE | 0 | FALSE | 0 | FALSE | 0
50 |  | 0 | 1793 | FALSE |  | FALSE |  | FALSE | 0 | FALSE | 0 | FALSE | 0 | FALSE | 0 | FALSE | 0 | FALSE | 0 | FALSE | 0 | FALSE | 0 | FALSE | 0 | FALSE | 0 | FALSE | 0 | FALSE | 0 | FALSE | 0 | FALSE | 0 | FALSE | 0 | FALSE | 0 | FALSE | 0 | FALSE | 0 | FALSE | 0 | FALSE | 0 | FALSE | 0 | FALSE | 0 | FALSE | 0 | FALSE | 0 | FALSE | 0 | FALSE | 0 | FALSE | 0 | FALSE | 0 | TRUE | 900 | FALSE | 0 | FALSE | 0 | FALSE | 0 | FALSE | 0 | FALSE | 0 | FALSE | 0 | FALSE | 0 | FALSE | 0 | FALSE | 0 | FALSE | 0 | FALSE | 0 | FALSE | 0 | FALSE | 0 | FALSE | 0 | FALSE | 0 | FALSE | 0 | FALSE | 0 | FALSE | 0 | FALSE | 0 | FALSE | 0
50 |  | 0 | 1792 | FALSE |  | FALSE |  | FALSE | 0 | FALSE | 0 | FALSE | 0 | FALSE | 0 | FALSE | 0 | FALSE | 0 | FALSE | 0 | FALSE | 0 | FALSE | 0 | FALSE | 0 | FALSE | 0 | FALSE | 0 | FALSE | 0 | FALSE | 0 | FALSE | 0 | FALSE | 0 | FALSE | 0 | FALSE | 0 | FALSE | 0 | FALSE | 0 | FALSE | 0 | FALSE | 0 | FALSE | 0 | FALSE | 0 | FALSE | 0 | FALSE | 0 | FALSE | 0 | FALSE | 0 | TRUE | 900 | FALSE | 0 | FALSE | 0 | FALSE | 0 | FALSE | 0 | FALSE | 0 | FALSE | 0 | FALSE | 0 | FALSE | 0 | FALSE | 0 | FALSE | 0 | FALSE | 0 | FALSE | 0 | FALSE | 0 | FALSE | 0 | FALSE | 0 | FALSE | 0 | FALSE | 0 | FALSE | 0 | FALSE | 0 | FALSE | 0
50 |  | 0 | 1791 | FALSE |  | FALSE |  | FALSE | 0 | FALSE | 0 | FALSE | 0 | FALSE | 0 | FALSE | 0 | FALSE | 0 | FALSE | 0 | FALSE | 0 | FALSE | 0 | FALSE | 0 | FALSE | 0 | FALSE | 0 | FALSE | 0 | FALSE | 0 | FALSE | 0 | FALSE | 0 | FALSE | 0 | FALSE | 0 | FALSE | 0 | FALSE | 0 | FALSE | 0 | FALSE | 0 | FALSE | 0 | FALSE | 0 | FALSE | 0 | FALSE | 0 | FALSE | 0 | FALSE | 0 | TRUE | 900 | FALSE | 0 | FALSE | 0 | FALSE | 0 | FALSE | 0 | FALSE | 0 | FALSE | 0 | FALSE | 0 | FALSE | 0 | FALSE | 0 | FALSE | 0 | FALSE | 0 | FALSE | 0 | FALSE | 0 | FALSE | 0 | FALSE | 0 | FALSE | 0 | FALSE | 0 | FALSE | 0 | FALSE | 0 | FALSE | 0
50 |  | 0 | 1790 | FALSE |  | FALSE |  | FALSE | 0 | FALSE | 0 | FALSE | 0 | FALSE | 0 | FALSE | 0 | FALSE | 0 | FALSE | 0 | FALSE | 0 | FALSE | 0 | FALSE | 0 | FALSE | 0 | FALSE | 0 | FALSE | 0 | FALSE | 0 | FALSE | 0 | FALSE | 0 | FALSE | 0 | FALSE | 0 | FALSE | 0 | FALSE | 0 | FALSE | 0 | FALSE | 0 | FALSE | 0 | FALSE | 0 | FALSE | 0 | FALSE | 0 | FALSE | 0 | FALSE | 0 | TRUE | 900 | FALSE | 0 | FALSE | 0 | FALSE | 0 | FALSE | 0 | FALSE | 0 | FALSE | 0 | FALSE | 0 | FALSE | 0 | FALSE | 0 | FALSE | 0 | FALSE | 0 | FALSE | 0 | FALSE | 0 | FALSE | 0 | FALSE | 0 | FALSE | 0 | FALSE | 0 | FALSE | 0 | FALSE | 0 | FALSE | 0
50 |  | 0 | 1789 | FALSE |  | FALSE |  | FALSE | 0 | FALSE | 0 | FALSE | 0 | FALSE | 0 | FALSE | 0 | FALSE | 0 | FALSE | 0 | FALSE | 0 | FALSE | 0 | FALSE | 0 | FALSE | 0 | FALSE | 0 | FALSE | 0 | FALSE | 0 | FALSE | 0 | FALSE | 0 | FALSE | 0 | FALSE | 0 | FALSE | 0 | FALSE | 0 | FALSE | 0 | FALSE | 0 | FALSE | 0 | FALSE | 0 | FALSE | 0 | FALSE | 0 | FALSE | 0 | FALSE | 0 | TRUE | 900 | FALSE | 0 | FALSE | 0 | FALSE | 0 | FALSE | 0 | FALSE | 0 | FALSE | 0 | FALSE | 0 | FALSE | 0 | FALSE | 0 | FALSE | 0 | FALSE | 0 | FALSE | 0 | FALSE | 0 | FALSE | 0 | FALSE | 0 | FALSE | 0 | FALSE | 0 | FALSE | 0 | FALSE | 0 | FALSE | 0
50 |  | 0 | 1788 | FALSE |  | FALSE |  | FALSE | 0 | FALSE | 0 | FALSE | 0 | FALSE | 0 | FALSE | 0 | FALSE | 0 | FALSE | 0 | FALSE | 0 | FALSE | 0 | FALSE | 0 | FALSE | 0 | FALSE | 0 | FALSE | 0 | FALSE | 0 | FALSE | 0 | FALSE | 0 | FALSE | 0 | FALSE | 0 | FALSE | 0 | FALSE | 0 | FALSE | 0 | FALSE | 0 | FALSE | 0 | FALSE | 0 | FALSE | 0 | FALSE | 0 | FALSE | 0 | FALSE | 0 | TRUE | 900 | FALSE | 0 | FALSE | 0 | FALSE | 0 | FALSE | 0 | FALSE | 0 | FALSE | 0 | FALSE | 0 | FALSE | 0 | FALSE | 0 | FALSE | 0 | FALSE | 0 | FALSE | 0 | FALSE | 0 | FALSE | 0 | FALSE | 0 | FALSE | 0 | FALSE | 0 | FALSE | 0 | FALSE | 0 | FALSE | 0
50 |  | 0 | 1787 | FALSE |  | FALSE |  | FALSE | 0 | FALSE | 0 | FALSE | 0 | FALSE | 0 | FALSE | 0 | FALSE | 0 | FALSE | 0 | FALSE | 0 | FALSE | 0 | FALSE | 0 | FALSE | 0 | FALSE | 0 | FALSE | 0 | FALSE | 0 | FALSE | 0 | FALSE | 0 | FALSE | 0 | FALSE | 0 | FALSE | 0 | FALSE | 0 | FALSE | 0 | FALSE | 0 | FALSE | 0 | FALSE | 0 | FALSE | 0 | FALSE | 0 | FALSE | 0 | FALSE | 0 | TRUE | 900 | FALSE | 0 | FALSE | 0 | FALSE | 0 | FALSE | 0 | FALSE | 0 | FALSE | 0 | FALSE | 0 | FALSE | 0 | FALSE | 0 | FALSE | 0 | FALSE | 0 | FALSE | 0 | FALSE | 0 | FALSE | 0 | FALSE | 0 | FALSE | 0 | FALSE | 0 | FALSE | 0 | FALSE | 0 | FALSE | 0
50 |  | 0 | 1786 | FALSE |  | FALSE |  | FALSE | 0 | FALSE | 0 | FALSE | 0 | FALSE | 0 | FALSE | 0 | FALSE | 0 | FALSE | 0 | FALSE | 0 | FALSE | 0 | FALSE | 0 | FALSE | 0 | FALSE | 0 | FALSE | 0 | FALSE | 0 | FALSE | 0 | FALSE | 0 | FALSE | 0 | FALSE | 0 | FALSE | 0 | FALSE | 0 | FALSE | 0 | FALSE | 0 | FALSE | 0 | FALSE | 0 | FALSE | 0 | FALSE | 0 | FALSE | 0 | FALSE | 0 | TRUE | 900 | FALSE | 0 | FALSE | 0 | FALSE | 0 | FALSE | 0 | FALSE | 0 | FALSE | 0 | FALSE | 0 | FALSE | 0 | FALSE | 0 | FALSE | 0 | FALSE | 0 | FALSE | 0 | FALSE | 0 | FALSE | 0 | FALSE | 0 | FALSE | 0 | FALSE | 0 | FALSE | 0 | FALSE | 0 | FALSE | 0
50 |  | 0 | 1785 | FALSE |  | FALSE |  | FALSE | 0 | FALSE | 0 | FALSE | 0 | FALSE | 0 | FALSE | 0 | FALSE | 0 | FALSE | 0 | FALSE | 0 | FALSE | 0 | FALSE | 0 | FALSE | 0 | FALSE | 0 | FALSE | 0 | FALSE | 0 | FALSE | 0 | FALSE | 0 | FALSE | 0 | FALSE | 0 | FALSE | 0 | FALSE | 0 | FALSE | 0 | FALSE | 0 | FALSE | 0 | FALSE | 0 | FALSE | 0 | FALSE | 0 | FALSE | 0 | FALSE | 0 | TRUE | 900 | FALSE | 0 | FALSE | 0 | FALSE | 0 | FALSE | 0 | FALSE | 0 | FALSE | 0 | FALSE | 0 | FALSE | 0 | FALSE | 0 | FALSE | 0 | FALSE | 0 | FALSE | 0 | FALSE | 0 | FALSE | 0 | FALSE | 0 | FALSE | 0 | FALSE | 0 | FALSE | 0 | FALSE | 0 | FALSE | 0
50 |  | 0 | 1784 | FALSE |  | FALSE |  | FALSE | 0 | FALSE | 0 | FALSE | 0 | FALSE | 0 | FALSE | 0 | FALSE | 0 | FALSE | 0 | FALSE | 0 | FALSE | 0 | FALSE | 0 | FALSE | 0 | FALSE | 0 | FALSE | 0 | FALSE | 0 | FALSE | 0 | FALSE | 0 | FALSE | 0 | FALSE | 0 | FALSE | 0 | FALSE | 0 | FALSE | 0 | FALSE | 0 | FALSE | 0 | FALSE | 0 | FALSE | 0 | FALSE | 0 | FALSE | 0 | FALSE | 0 | TRUE | 900 | FALSE | 0 | FALSE | 0 | FALSE | 0 | FALSE | 0 | FALSE | 0 | FALSE | 0 | FALSE | 0 | FALSE | 0 | FALSE | 0 | FALSE | 0 | FALSE | 0 | FALSE | 0 | FALSE | 0 | FALSE | 0 | FALSE | 0 | FALSE | 0 | FALSE | 0 | FALSE | 0 | FALSE | 0 | FALSE | 0
50 |  | 0 | 1783 | FALSE |  | FALSE |  | FALSE | 0 | FALSE | 0 | FALSE | 0 | FALSE | 0 | FALSE | 0 | FALSE | 0 | FALSE | 0 | FALSE | 0 | FALSE | 0 | FALSE | 0 | FALSE | 0 | FALSE | 0 | FALSE | 0 | FALSE | 0 | FALSE | 0 | FALSE | 0 | FALSE | 0 | FALSE | 0 | FALSE | 0 | FALSE | 0 | FALSE | 0 | FALSE | 0 | FALSE | 0 | FALSE | 0 | FALSE | 0 | FALSE | 0 | FALSE | 0 | FALSE | 0 | TRUE | 900 | FALSE | 0 | FALSE | 0 | FALSE | 0 | FALSE | 0 | FALSE | 0 | FALSE | 0 | FALSE | 0 | FALSE | 0 | FALSE | 0 | FALSE | 0 | FALSE | 0 | FALSE | 0 | FALSE | 0 | FALSE | 0 | FALSE | 0 | FALSE | 0 | FALSE | 0 | FALSE | 0 | FALSE | 0 | FALSE | 0
50 |  | 0 | 1782 | FALSE |  | FALSE |  | FALSE | 0 | FALSE | 0 | FALSE | 0 | FALSE | 0 | FALSE | 0 | FALSE | 0 | FALSE | 0 | FALSE | 0 | FALSE | 0 | FALSE | 0 | FALSE | 0 | FALSE | 0 | FALSE | 0 | FALSE | 0 | FALSE | 0 | FALSE | 0 | FALSE | 0 | FALSE | 0 | FALSE | 0 | FALSE | 0 | FALSE | 0 | FALSE | 0 | FALSE | 0 | FALSE | 0 | FALSE | 0 | FALSE | 0 | FALSE | 0 | FALSE | 0 | TRUE | 900 | FALSE | 0 | FALSE | 0 | FALSE | 0 | FALSE | 0 | FALSE | 0 | FALSE | 0 | FALSE | 0 | FALSE | 0 | FALSE | 0 | FALSE | 0 | FALSE | 0 | FALSE | 0 | FALSE | 0 | FALSE | 0 | FALSE | 0 | FALSE | 0 | FALSE | 0 | FALSE | 0 | FALSE | 0 | FALSE | 0
50 |  | 0 | 1781 | FALSE |  | FALSE |  | FALSE | 0 | FALSE | 0 | FALSE | 0 | FALSE | 0 | FALSE | 0 | FALSE | 0 | FALSE | 0 | FALSE | 0 | FALSE | 0 | FALSE | 0 | FALSE | 0 | FALSE | 0 | FALSE | 0 | FALSE | 0 | FALSE | 0 | FALSE | 0 | FALSE | 0 | FALSE | 0 | FALSE | 0 | FALSE | 0 | FALSE | 0 | FALSE | 0 | FALSE | 0 | FALSE | 0 | FALSE | 0 | FALSE | 0 | FALSE | 0 | FALSE | 0 | TRUE | 900 | FALSE | 0 | FALSE | 0 | FALSE | 0 | FALSE | 0 | FALSE | 0 | FALSE | 0 | FALSE | 0 | FALSE | 0 | FALSE | 0 | FALSE | 0 | FALSE | 0 | FALSE | 0 | FALSE | 0 | FALSE | 0 | FALSE | 0 | FALSE | 0 | FALSE | 0 | FALSE | 0 | FALSE | 0 | FALSE | 0
50 |  | 0 | 1780 | FALSE |  | FALSE |  | FALSE | 0 | FALSE | 0 | FALSE | 0 | FALSE | 0 | FALSE | 0 | FALSE | 0 | FALSE | 0 | FALSE | 0 | FALSE | 0 | FALSE | 0 | FALSE | 0 | FALSE | 0 | FALSE | 0 | FALSE | 0 | FALSE | 0 | FALSE | 0 | FALSE | 0 | FALSE | 0 | FALSE | 0 | FALSE | 0 | FALSE | 0 | FALSE | 0 | FALSE | 0 | FALSE | 0 | FALSE | 0 | FALSE | 0 | FALSE | 0 | FALSE | 0 | TRUE | 900 | FALSE | 0 | FALSE | 0 | FALSE | 0 | FALSE | 0 | FALSE | 0 | FALSE | 0 | FALSE | 0 | FALSE | 0 | FALSE | 0 | FALSE | 0 | FALSE | 0 | FALSE | 0 | FALSE | 0 | FALSE | 0 | FALSE | 0 | FALSE | 0 | FALSE | 0 | FALSE | 0 | FALSE | 0 | FALSE | 0
50 |  | 0 | 1779 | FALSE |  | FALSE |  | FALSE | 0 | FALSE | 0 | FALSE | 0 | FALSE | 0 | FALSE | 0 | FALSE | 0 | FALSE | 0 | FALSE | 0 | FALSE | 0 | FALSE | 0 | FALSE | 0 | FALSE | 0 | FALSE | 0 | FALSE | 0 | FALSE | 0 | FALSE | 0 | FALSE | 0 | FALSE | 0 | FALSE | 0 | FALSE | 0 | FALSE | 0 | FALSE | 0 | FALSE | 0 | FALSE | 0 | FALSE | 0 | FALSE | 0 | FALSE | 0 | FALSE | 0 | TRUE | 900 | FALSE | 0 | FALSE | 0 | FALSE | 0 | FALSE | 0 | FALSE | 0 | FALSE | 0 | FALSE | 0 | FALSE | 0 | FALSE | 0 | FALSE | 0 | FALSE | 0 | FALSE | 0 | FALSE | 0 | FALSE | 0 | FALSE | 0 | FALSE | 0 | FALSE | 0 | FALSE | 0 | FALSE | 0 | FALSE | 0
50 |  | 0 | 1778 | FALSE |  | FALSE |  | FALSE | 0 | FALSE | 0 | FALSE | 0 | FALSE | 0 | FALSE | 0 | FALSE | 0 | FALSE | 0 | FALSE | 0 | FALSE | 0 | FALSE | 0 | FALSE | 0 | FALSE | 0 | FALSE | 0 | FALSE | 0 | FALSE | 0 | FALSE | 0 | FALSE | 0 | FALSE | 0 | FALSE | 0 | FALSE | 0 | FALSE | 0 | FALSE | 0 | FALSE | 0 | FALSE | 0 | FALSE | 0 | FALSE | 0 | FALSE | 0 | FALSE | 0 | TRUE | 900 | FALSE | 0 | FALSE | 0 | FALSE | 0 | FALSE | 0 | FALSE | 0 | FALSE | 0 | FALSE | 0 | FALSE | 0 | FALSE | 0 | FALSE | 0 | FALSE | 0 | FALSE | 0 | FALSE | 0 | FALSE | 0 | FALSE | 0 | FALSE | 0 | FALSE | 0 | FALSE | 0 | FALSE | 0 | FALSE | 0
50 |  | 0 | 1777 | FALSE |  | FALSE |  | FALSE | 0 | FALSE | 0 | FALSE | 0 | FALSE | 0 | FALSE | 0 | FALSE | 0 | FALSE | 0 | FALSE | 0 | FALSE | 0 | FALSE | 0 | FALSE | 0 | FALSE | 0 | FALSE | 0 | FALSE | 0 | FALSE | 0 | FALSE | 0 | FALSE | 0 | FALSE | 0 | FALSE | 0 | FALSE | 0 | FALSE | 0 | FALSE | 0 | FALSE | 0 | FALSE | 0 | FALSE | 0 | FALSE | 0 | FALSE | 0 | FALSE | 0 | TRUE | 900 | FALSE | 0 | FALSE | 0 | FALSE | 0 | FALSE | 0 | FALSE | 0 | FALSE | 0 | FALSE | 0 | FALSE | 0 | FALSE | 0 | FALSE | 0 | FALSE | 0 | FALSE | 0 | FALSE | 0 | FALSE | 0 | FALSE | 0 | FALSE | 0 | FALSE | 0 | FALSE | 0 | FALSE | 0 | FALSE | 0
50 |  | 0 | 1776 | FALSE |  | FALSE |  | FALSE | 0 | FALSE | 0 | FALSE | 0 | FALSE | 0 | FALSE | 0 | FALSE | 0 | FALSE | 0 | FALSE | 0 | FALSE | 0 | FALSE | 0 | FALSE | 0 | FALSE | 0 | FALSE | 0 | FALSE | 0 | FALSE | 0 | FALSE | 0 | FALSE | 0 | FALSE | 0 | FALSE | 0 | FALSE | 0 | FALSE | 0 | FALSE | 0 | FALSE | 0 | FALSE | 0 | FALSE | 0 | FALSE | 0 | FALSE | 0 | FALSE | 0 | TRUE | 900 | FALSE | 0 | FALSE | 0 | FALSE | 0 | FALSE | 0 | FALSE | 0 | FALSE | 0 | FALSE | 0 | FALSE | 0 | FALSE | 0 | FALSE | 0 | FALSE | 0 | FALSE | 0 | FALSE | 0 | FALSE | 0 | FALSE | 0 | FALSE | 0 | FALSE | 0 | FALSE | 0 | FALSE | 0 | FALSE | 0
50 |  | 0 | 1775 | FALSE |  | FALSE |  | FALSE | 0 | FALSE | 0 | FALSE | 0 | FALSE | 0 | FALSE | 0 | FALSE | 0 | FALSE | 0 | FALSE | 0 | FALSE | 0 | FALSE | 0 | FALSE | 0 | FALSE | 0 | FALSE | 0 | FALSE | 0 | FALSE | 0 | FALSE | 0 | FALSE | 0 | FALSE | 0 | FALSE | 0 | FALSE | 0 | FALSE | 0 | FALSE | 0 | FALSE | 0 | FALSE | 0 | FALSE | 0 | FALSE | 0 | FALSE | 0 | FALSE | 0 | TRUE | 900 | FALSE | 0 | FALSE | 0 | FALSE | 0 | FALSE | 0 | FALSE | 0 | FALSE | 0 | FALSE | 0 | FALSE | 0 | FALSE | 0 | FALSE | 0 | FALSE | 0 | FALSE | 0 | FALSE | 0 | FALSE | 0 | FALSE | 0 | FALSE | 0 | FALSE | 0 | FALSE | 0 | FALSE | 0 | FALSE | 0
50 |  | 0 | 1774 | FALSE |  | FALSE |  | FALSE | 0 | FALSE | 0 | FALSE | 0 | FALSE | 0 | FALSE | 0 | FALSE | 0 | FALSE | 0 | FALSE | 0 | FALSE | 0 | FALSE | 0 | FALSE | 0 | FALSE | 0 | FALSE | 0 | FALSE | 0 | FALSE | 0 | FALSE | 0 | FALSE | 0 | FALSE | 0 | FALSE | 0 | FALSE | 0 | FALSE | 0 | FALSE | 0 | FALSE | 0 | FALSE | 0 | FALSE | 0 | FALSE | 0 | FALSE | 0 | FALSE | 0 | TRUE | 900 | FALSE | 0 | FALSE | 0 | FALSE | 0 | FALSE | 0 | FALSE | 0 | FALSE | 0 | FALSE | 0 | FALSE | 0 | FALSE | 0 | FALSE | 0 | FALSE | 0 | FALSE | 0 | FALSE | 0 | FALSE | 0 | FALSE | 0 | FALSE | 0 | FALSE | 0 | FALSE | 0 | FALSE | 0 | FALSE | 0
50 |  | 0 | 1773 | FALSE |  | FALSE |  | FALSE | 0 | FALSE | 0 | FALSE | 0 | FALSE | 0 | FALSE | 0 | FALSE | 0 | FALSE | 0 | FALSE | 0 | FALSE | 0 | FALSE | 0 | FALSE | 0 | FALSE | 0 | FALSE | 0 | FALSE | 0 | FALSE | 0 | FALSE | 0 | FALSE | 0 | FALSE | 0 | FALSE | 0 | FALSE | 0 | FALSE | 0 | FALSE | 0 | FALSE | 0 | FALSE | 0 | FALSE | 0 | FALSE | 0 | FALSE | 0 | FALSE | 0 | TRUE | 900 | FALSE | 0 | FALSE | 0 | FALSE | 0 | FALSE | 0 | FALSE | 0 | FALSE | 0 | FALSE | 0 | FALSE | 0 | FALSE | 0 | FALSE | 0 | FALSE | 0 | FALSE | 0 | FALSE | 0 | FALSE | 0 | FALSE | 0 | FALSE | 0 | FALSE | 0 | FALSE | 0 | FALSE | 0 | FALSE | 0
50 |  | 0 | 1772 | FALSE |  | FALSE |  | FALSE | 0 | FALSE | 0 | FALSE | 0 | FALSE | 0 | FALSE | 0 | FALSE | 0 | FALSE | 0 | FALSE | 0 | FALSE | 0 | FALSE | 0 | FALSE | 0 | FALSE | 0 | FALSE | 0 | FALSE | 0 | FALSE | 0 | FALSE | 0 | FALSE | 0 | FALSE | 0 | FALSE | 0 | FALSE | 0 | FALSE | 0 | FALSE | 0 | FALSE | 0 | FALSE | 0 | FALSE | 0 | FALSE | 0 | FALSE | 0 | FALSE | 0 | TRUE | 900 | FALSE | 0 | FALSE | 0 | FALSE | 0 | FALSE | 0 | FALSE | 0 | FALSE | 0 | FALSE | 0 | FALSE | 0 | FALSE | 0 | FALSE | 0 | FALSE | 0 | FALSE | 0 | FALSE | 0 | FALSE | 0 | FALSE | 0 | FALSE | 0 | FALSE | 0 | FALSE | 0 | FALSE | 0 | FALSE | 0
50 |  | 0 | 1771 | FALSE |  | FALSE |  | FALSE | 0 | FALSE | 0 | FALSE | 0 | FALSE | 0 | FALSE | 0 | FALSE | 0 | FALSE | 0 | FALSE | 0 | FALSE | 0 | FALSE | 0 | FALSE | 0 | FALSE | 0 | FALSE | 0 | FALSE | 0 | FALSE | 0 | FALSE | 0 | FALSE | 0 | FALSE | 0 | FALSE | 0 | FALSE | 0 | FALSE | 0 | FALSE | 0 | FALSE | 0 | FALSE | 0 | FALSE | 0 | FALSE | 0 | FALSE | 0 | FALSE | 0 | TRUE | 900 | FALSE | 0 | FALSE | 0 | FALSE | 0 | FALSE | 0 | FALSE | 0 | FALSE | 0 | FALSE | 0 | FALSE | 0 | FALSE | 0 | FALSE | 0 | FALSE | 0 | FALSE | 0 | FALSE | 0 | FALSE | 0 | FALSE | 0 | FALSE | 0 | FALSE | 0 | FALSE | 0 | FALSE | 0 | FALSE | 0
50 |  | 0 | 1770 | FALSE |  | FALSE |  | FALSE | 0 | FALSE | 0 | FALSE | 0 | FALSE | 0 | FALSE | 0 | FALSE | 0 | FALSE | 0 | FALSE | 0 | FALSE | 0 | FALSE | 0 | FALSE | 0 | FALSE | 0 | FALSE | 0 | FALSE | 0 | FALSE | 0 | FALSE | 0 | FALSE | 0 | FALSE | 0 | FALSE | 0 | FALSE | 0 | FALSE | 0 | FALSE | 0 | FALSE | 0 | FALSE | 0 | FALSE | 0 | FALSE | 0 | FALSE | 0 | FALSE | 0 | TRUE | 900 | FALSE | 0 | FALSE | 0 | FALSE | 0 | FALSE | 0 | FALSE | 0 | FALSE | 0 | FALSE | 0 | FALSE | 0 | FALSE | 0 | FALSE | 0 | FALSE | 0 | FALSE | 0 | FALSE | 0 | FALSE | 0 | FALSE | 0 | FALSE | 0 | FALSE | 0 | FALSE | 0 | FALSE | 0 | FALSE | 0
50 |  | 0 | 1769 | FALSE |  | FALSE |  | FALSE | 0 | FALSE | 0 | FALSE | 0 | FALSE | 0 | FALSE | 0 | FALSE | 0 | FALSE | 0 | FALSE | 0 | FALSE | 0 | FALSE | 0 | FALSE | 0 | FALSE | 0 | FALSE | 0 | FALSE | 0 | FALSE | 0 | FALSE | 0 | FALSE | 0 | FALSE | 0 | FALSE | 0 | FALSE | 0 | FALSE | 0 | FALSE | 0 | FALSE | 0 | FALSE | 0 | FALSE | 0 | FALSE | 0 | FALSE | 0 | FALSE | 0 | TRUE | 900 | FALSE | 0 | FALSE | 0 | FALSE | 0 | FALSE | 0 | FALSE | 0 | FALSE | 0 | FALSE | 0 | FALSE | 0 | FALSE | 0 | FALSE | 0 | FALSE | 0 | FALSE | 0 | FALSE | 0 | FALSE | 0 | FALSE | 0 | FALSE | 0 | FALSE | 0 | FALSE | 0 | FALSE | 0 | FALSE | 0
50 |  | 0 | 1768 | FALSE |  | FALSE |  | FALSE | 0 | FALSE | 0 | FALSE | 0 | FALSE | 0 | FALSE | 0 | FALSE | 0 | FALSE | 0 | FALSE | 0 | FALSE | 0 | FALSE | 0 | FALSE | 0 | FALSE | 0 | FALSE | 0 | FALSE | 0 | FALSE | 0 | FALSE | 0 | FALSE | 0 | FALSE | 0 | FALSE | 0 | FALSE | 0 | FALSE | 0 | FALSE | 0 | FALSE | 0 | FALSE | 0 | FALSE | 0 | FALSE | 0 | FALSE | 0 | FALSE | 0 | TRUE | 900 | FALSE | 0 | FALSE | 0 | FALSE | 0 | FALSE | 0 | FALSE | 0 | FALSE | 0 | FALSE | 0 | FALSE | 0 | FALSE | 0 | FALSE | 0 | FALSE | 0 | FALSE | 0 | FALSE | 0 | FALSE | 0 | FALSE | 0 | FALSE | 0 | FALSE | 0 | FALSE | 0 | FALSE | 0 | FALSE | 0
50 |  | 0 | 1767 | FALSE |  | FALSE |  | FALSE | 0 | FALSE | 0 | FALSE | 0 | FALSE | 0 | FALSE | 0 | FALSE | 0 | FALSE | 0 | FALSE | 0 | FALSE | 0 | FALSE | 0 | FALSE | 0 | FALSE | 0 | FALSE | 0 | FALSE | 0 | FALSE | 0 | FALSE | 0 | FALSE | 0 | FALSE | 0 | FALSE | 0 | FALSE | 0 | FALSE | 0 | FALSE | 0 | FALSE | 0 | FALSE | 0 | FALSE | 0 | FALSE | 0 | FALSE | 0 | FALSE | 0 | TRUE | 900 | FALSE | 0 | FALSE | 0 | FALSE | 0 | FALSE | 0 | FALSE | 0 | FALSE | 0 | FALSE | 0 | FALSE | 0 | FALSE | 0 | FALSE | 0 | FALSE | 0 | FALSE | 0 | FALSE | 0 | FALSE | 0 | FALSE | 0 | FALSE | 0 | FALSE | 0 | FALSE | 0 | FALSE | 0 | FALSE | 0
50 |  | 0 | 1766 | FALSE |  | FALSE |  | FALSE | 0 | FALSE | 0 | FALSE | 0 | FALSE | 0 | FALSE | 0 | FALSE | 0 | FALSE | 0 | FALSE | 0 | FALSE | 0 | FALSE | 0 | FALSE | 0 | FALSE | 0 | FALSE | 0 | FALSE | 0 | FALSE | 0 | FALSE | 0 | FALSE | 0 | FALSE | 0 | FALSE | 0 | FALSE | 0 | FALSE | 0 | FALSE | 0 | FALSE | 0 | FALSE | 0 | FALSE | 0 | FALSE | 0 | FALSE | 0 | FALSE | 0 | TRUE | 900 | FALSE | 0 | FALSE | 0 | FALSE | 0 | FALSE | 0 | FALSE | 0 | FALSE | 0 | FALSE | 0 | FALSE | 0 | FALSE | 0 | FALSE | 0 | FALSE | 0 | FALSE | 0 | FALSE | 0 | FALSE | 0 | FALSE | 0 | FALSE | 0 | FALSE | 0 | FALSE | 0 | FALSE | 0 | FALSE | 0
50 |  | 0 | 1765 | FALSE |  | FALSE | 0 | FALSE | 0 | FALSE | 0 | FALSE | 0 | FALSE | 0 | FALSE | 0 | FALSE | 0 | FALSE | 0 | FALSE | 0 | FALSE | 0 | FALSE | 0 | FALSE | 0 | FALSE | 0 | FALSE | 0 | FALSE | 0 | FALSE | 0 | FALSE | 0 | FALSE | 0 | FALSE | 0 | FALSE | 0 | FALSE | 0 | FALSE | 0 | FALSE | 0 | FALSE | 0 | FALSE | 0 | FALSE | 0 | FALSE | 0 | FALSE | 0 | FALSE | 0 | TRUE | 900 | FALSE | 0 | FALSE | 0 | FALSE | 0 | FALSE | 0 | FALSE | 0 | FALSE | 0 | FALSE | 0 | FALSE | 0 | FALSE | 0 | FALSE | 0 | FALSE | 0 | FALSE | 0 | FALSE | 0 | FALSE | 0 | FALSE | 0 | FALSE | 0 | FALSE | 0 | FALSE | 0 | FALSE | 0 | FALSE | 0
50 |  | 0 | 1764 | FALSE |  | FALSE | 0 | FALSE | 0 | FALSE | 0 | FALSE | 0 | FALSE | 0 | FALSE | 0 | FALSE | 0 | FALSE | 0 | FALSE | 0 | FALSE | 0 | FALSE | 0 | FALSE | 0 | FALSE | 0 | FALSE | 0 | FALSE | 0 | FALSE | 0 | FALSE | 0 | FALSE | 0 | FALSE | 0 | FALSE | 0 | FALSE | 0 | FALSE | 0 | FALSE | 0 | FALSE | 0 | FALSE | 0 | FALSE | 0 | FALSE | 0 | FALSE | 0 | FALSE | 0 | TRUE | 900 | FALSE | 0 | FALSE | 0 | FALSE | 0 | FALSE | 0 | FALSE | 0 | FALSE | 0 | FALSE | 0 | FALSE | 0 | FALSE | 0 | FALSE | 0 | FALSE | 0 | FALSE | 0 | FALSE | 0 | FALSE | 0 | FALSE | 0 | FALSE | 0 | FALSE | 0 | FALSE | 0 | FALSE | 0 | FALSE | 0
50 |  | 0 | 1763 | FALSE |  | FALSE | 0 | FALSE | 0 | FALSE | 0 | FALSE | 0 | FALSE | 0 | FALSE | 0 | FALSE | 0 | FALSE | 0 | FALSE | 0 | FALSE | 0 | FALSE | 0 | FALSE | 0 | FALSE | 0 | FALSE | 0 | FALSE | 0 | FALSE | 0 | FALSE | 0 | FALSE | 0 | FALSE | 0 | FALSE | 0 | FALSE | 0 | FALSE | 0 | FALSE | 0 | FALSE | 0 | FALSE | 0 | FALSE | 0 | FALSE | 0 | FALSE | 0 | FALSE | 0 | TRUE | 900 | FALSE | 0 | FALSE | 0 | FALSE | 0 | FALSE | 0 | FALSE | 0 | FALSE | 0 | FALSE | 0 | FALSE | 0 | FALSE | 0 | FALSE | 0 | FALSE | 0 | FALSE | 0 | FALSE | 0 | FALSE | 0 | FALSE | 0 | FALSE | 0 | FALSE | 0 | FALSE | 0 | FALSE | 0 | FALSE | 0
50 |  | 0 | 1762 | FALSE |  | FALSE | 0 | FALSE | 0 | FALSE | 0 | FALSE | 0 | FALSE | 0 | FALSE | 0 | FALSE | 0 | FALSE | 0 | FALSE | 0 | FALSE | 0 | FALSE | 0 | FALSE | 0 | FALSE | 0 | FALSE | 0 | FALSE | 0 | FALSE | 0 | FALSE | 0 | FALSE | 0 | FALSE | 0 | FALSE | 0 | FALSE | 0 | FALSE | 0 | FALSE | 0 | FALSE | 0 | FALSE | 0 | FALSE | 0 | FALSE | 0 | FALSE | 0 | FALSE | 0 | TRUE | 900 | FALSE | 0 | FALSE | 0 | FALSE | 0 | FALSE | 0 | FALSE | 0 | FALSE | 0 | FALSE | 0 | FALSE | 0 | FALSE | 0 | FALSE | 0 | FALSE | 0 | FALSE | 0 | FALSE | 0 | FALSE | 0 | FALSE | 0 | FALSE | 0 | FALSE | 0 | FALSE | 0 | FALSE | 0 | FALSE | 0
50 |  | 0 | 1761 | FALSE |  | FALSE | 0 | FALSE | 0 | FALSE | 0 | FALSE | 0 | FALSE | 0 | FALSE | 0 | FALSE | 0 | FALSE | 0 | FALSE | 0 | FALSE | 0 | FALSE | 0 | FALSE | 0 | FALSE | 0 | FALSE | 0 | FALSE | 0 | FALSE | 0 | FALSE | 0 | FALSE | 0 | FALSE | 0 | FALSE | 0 | FALSE | 0 | FALSE | 0 | FALSE | 0 | FALSE | 0 | FALSE | 0 | FALSE | 0 | FALSE | 0 | FALSE | 0 | FALSE | 0 | TRUE | 900 | FALSE | 0 | FALSE | 0 | FALSE | 0 | FALSE | 0 | FALSE | 0 | FALSE | 0 | FALSE | 0 | FALSE | 0 | FALSE | 0 | FALSE | 0 | FALSE | 0 | FALSE | 0 | FALSE | 0 | FALSE | 0 | FALSE | 0 | FALSE | 0 | FALSE | 0 | FALSE | 0 | FALSE | 0 | FALSE | 0
50 |  | 0 | 1760 | FALSE |  | FALSE | 0 | FALSE | 0 | FALSE | 0 | FALSE | 0 | FALSE | 0 | FALSE | 0 | FALSE | 0 | FALSE | 0 | FALSE | 0 | FALSE | 0 | FALSE | 0 | FALSE | 0 | FALSE | 0 | FALSE | 0 | FALSE | 0 | FALSE | 0 | FALSE | 0 | FALSE | 0 | FALSE | 0 | FALSE | 0 | FALSE | 0 | FALSE | 0 | FALSE | 0 | FALSE | 0 | FALSE | 0 | FALSE | 0 | FALSE | 0 | FALSE | 0 | FALSE | 0 | TRUE | 900 | FALSE | 0 | FALSE | 0 | FALSE | 0 | FALSE | 0 | FALSE | 0 | FALSE | 0 | FALSE | 0 | FALSE | 0 | FALSE | 0 | FALSE | 0 | FALSE | 0 | FALSE | 0 | FALSE | 0 | FALSE | 0 | FALSE | 0 | FALSE | 0 | FALSE | 0 | FALSE | 0 | FALSE | 0 | FALSE | 0
50 |  | 0 | 1759 | FALSE |  | FALSE | 0 | FALSE | 0 | FALSE | 0 | FALSE | 0 | FALSE | 0 | FALSE | 0 | FALSE | 0 | FALSE | 0 | FALSE | 0 | FALSE | 0 | FALSE | 0 | FALSE | 0 | FALSE | 0 | FALSE | 0 | FALSE | 0 | FALSE | 0 | FALSE | 0 | FALSE | 0 | FALSE | 0 | FALSE | 0 | FALSE | 0 | FALSE | 0 | FALSE | 0 | FALSE | 0 | FALSE | 0 | FALSE | 0 | FALSE | 0 | FALSE | 0 | FALSE | 0 | TRUE | 900 | FALSE | 0 | FALSE | 0 | FALSE | 0 | FALSE | 0 | FALSE | 0 | FALSE | 0 | FALSE | 0 | FALSE | 0 | FALSE | 0 | FALSE | 0 | FALSE | 0 | FALSE | 0 | FALSE | 0 | FALSE | 0 | FALSE | 0 | FALSE | 0 | FALSE | 0 | FALSE | 0 | FALSE | 0 | FALSE | 0
50 |  | 0 | 1758 | FALSE |  | FALSE | 0 | FALSE | 0 | FALSE | 0 | FALSE | 0 | FALSE | 0 | FALSE | 0 | FALSE | 0 | FALSE | 0 | FALSE | 0 | FALSE | 0 | FALSE | 0 | FALSE | 0 | FALSE | 0 | FALSE | 0 | FALSE | 0 | FALSE | 0 | FALSE | 0 | FALSE | 0 | FALSE | 0 | FALSE | 0 | FALSE | 0 | FALSE | 0 | FALSE | 0 | FALSE | 0 | FALSE | 0 | FALSE | 0 | FALSE | 0 | FALSE | 0 | FALSE | 0 | TRUE | 900 | FALSE | 0 | FALSE | 0 | FALSE | 0 | FALSE | 0 | FALSE | 0 | FALSE | 0 | FALSE | 0 | FALSE | 0 | FALSE | 0 | FALSE | 0 | FALSE | 0 | FALSE | 0 | FALSE | 0 | FALSE | 0 | FALSE | 0 | FALSE | 0 | FALSE | 0 | FALSE | 0 | FALSE | 0 | FALSE | 0
50 |  | 0 | 1757 | FALSE |  | FALSE | 0 | FALSE | 0 | FALSE | 0 | FALSE | 0 | FALSE | 0 | FALSE | 0 | FALSE | 0 | FALSE | 0 | FALSE | 0 | FALSE | 0 | FALSE | 0 | FALSE | 0 | FALSE | 0 | FALSE | 0 | FALSE | 0 | FALSE | 0 | FALSE | 0 | FALSE | 0 | FALSE | 0 | FALSE | 0 | FALSE | 0 | FALSE | 0 | FALSE | 0 | FALSE | 0 | FALSE | 0 | FALSE | 0 | FALSE | 0 | FALSE | 0 | FALSE | 0 | TRUE | 900 | FALSE | 0 | FALSE | 0 | FALSE | 0 | FALSE | 0 | FALSE | 0 | FALSE | 0 | FALSE | 0 | FALSE | 0 | FALSE | 0 | FALSE | 0 | FALSE | 0 | FALSE | 0 | FALSE | 0 | FALSE | 0 | FALSE | 0 | FALSE | 0 | FALSE | 0 | FALSE | 0 | FALSE | 0 | FALSE | 0
50 |  | 0 | 1756 | FALSE |  | FALSE | 0 | FALSE | 0 | FALSE | 0 | FALSE | 0 | FALSE | 0 | FALSE | 0 | FALSE | 0 | FALSE | 0 | FALSE | 0 | FALSE | 0 | FALSE | 0 | FALSE | 0 | FALSE | 0 | FALSE | 0 | FALSE | 0 | FALSE | 0 | FALSE | 0 | FALSE | 0 | FALSE | 0 | FALSE | 0 | FALSE | 0 | FALSE | 0 | FALSE | 0 | FALSE | 0 | FALSE | 0 | FALSE | 0 | FALSE | 0 | FALSE | 0 | FALSE | 0 | TRUE | 900 | FALSE | 0 | FALSE | 0 | FALSE | 0 | FALSE | 0 | FALSE | 0 | FALSE | 0 | FALSE | 0 | FALSE | 0 | FALSE | 0 | FALSE | 0 | FALSE | 0 | FALSE | 0 | FALSE | 0 | FALSE | 0 | FALSE | 0 | FALSE | 0 | FALSE | 0 | FALSE | 0 | FALSE | 0 | FALSE | 0
50 |  | 0 | 1755 | FALSE |  | FALSE | 0 | FALSE | 0 | FALSE | 0 | FALSE | 0 | FALSE | 0 | FALSE | 0 | FALSE | 0 | FALSE | 0 | FALSE | 0 | FALSE | 0 | FALSE | 0 | FALSE | 0 | FALSE | 0 | FALSE | 0 | FALSE | 0 | FALSE | 0 | FALSE | 0 | FALSE | 0 | FALSE | 0 | FALSE | 0 | FALSE | 0 | FALSE | 0 | FALSE | 0 | FALSE | 0 | FALSE | 0 | FALSE | 0 | FALSE | 0 | FALSE | 0 | FALSE | 0 | TRUE | 900 | FALSE | 0 | FALSE | 0 | FALSE | 0 | FALSE | 0 | FALSE | 0 | FALSE | 0 | FALSE | 0 | FALSE | 0 | FALSE | 0 | FALSE | 0 | FALSE | 0 | FALSE | 0 | FALSE | 0 | FALSE | 0 | FALSE | 0 | FALSE | 0 | FALSE | 0 | FALSE | 0 | FALSE | 0 | FALSE | 0
50 |  | 0 | 1754 | FALSE |  | FALSE | 0 | FALSE | 0 | FALSE | 0 | FALSE | 0 | FALSE | 0 | FALSE | 0 | FALSE | 0 | FALSE | 0 | FALSE | 0 | FALSE | 0 | FALSE | 0 | FALSE | 0 | FALSE | 0 | FALSE | 0 | FALSE | 0 | FALSE | 0 | FALSE | 0 | FALSE | 0 | FALSE | 0 | FALSE | 0 | FALSE | 0 | FALSE | 0 | FALSE | 0 | FALSE | 0 | FALSE | 0 | FALSE | 0 | FALSE | 0 | FALSE | 0 | FALSE | 0 | TRUE | 900 | FALSE | 0 | FALSE | 0 | FALSE | 0 | FALSE | 0 | FALSE | 0 | FALSE | 0 | FALSE | 0 | FALSE | 0 | FALSE | 0 | FALSE | 0 | FALSE | 0 | FALSE | 0 | FALSE | 0 | FALSE | 0 | FALSE | 0 | FALSE | 0 | FALSE | 0 | FALSE | 0 | FALSE | 0 | FALSE | 0
50 |  | 0 | 1753 | FALSE |  | FALSE | 0 | FALSE | 0 | FALSE | 0 | FALSE | 0 | FALSE | 0 | FALSE | 0 | FALSE | 0 | FALSE | 0 | FALSE | 0 | FALSE | 0 | FALSE | 0 | FALSE | 0 | FALSE | 0 | FALSE | 0 | FALSE | 0 | FALSE | 0 | FALSE | 0 | FALSE | 0 | FALSE | 0 | FALSE | 0 | FALSE | 0 | FALSE | 0 | FALSE | 0 | FALSE | 0 | FALSE | 0 | FALSE | 0 | FALSE | 0 | FALSE | 0 | FALSE | 0 | TRUE | 900 | FALSE | 0 | FALSE | 0 | FALSE | 0 | FALSE | 0 | FALSE | 0 | FALSE | 0 | FALSE | 0 | FALSE | 0 | FALSE | 0 | FALSE | 0 | FALSE | 0 | FALSE | 0 | FALSE | 0 | FALSE | 0 | FALSE | 0 | FALSE | 0 | FALSE | 0 | FALSE | 0 | FALSE | 0 | FALSE | 0
50 |  | 0 | 1752 | FALSE |  | FALSE | 0 | FALSE | 0 | FALSE | 0 | FALSE | 0 | FALSE | 0 | FALSE | 0 | FALSE | 0 | FALSE | 0 | FALSE | 0 | FALSE | 0 | FALSE | 0 | FALSE | 0 | FALSE | 0 | FALSE | 0 | FALSE | 0 | FALSE | 0 | FALSE | 0 | FALSE | 0 | FALSE | 0 | FALSE | 0 | FALSE | 0 | FALSE | 0 | FALSE | 0 | FALSE | 0 | FALSE | 0 | FALSE | 0 | FALSE | 0 | FALSE | 0 | FALSE | 0 | TRUE | 900 | FALSE | 0 | FALSE | 0 | FALSE | 0 | FALSE | 0 | FALSE | 0 | FALSE | 0 | FALSE | 0 | FALSE | 0 | FALSE | 0 | FALSE | 0 | FALSE | 0 | FALSE | 0 | FALSE | 0 | FALSE | 0 | FALSE | 0 | FALSE | 0 | FALSE | 0 | FALSE | 0 | FALSE | 0 | FALSE | 0
50 |  | 0 | 1751 | FALSE |  | FALSE | 0 | FALSE | 0 | FALSE | 0 | FALSE | 0 | FALSE | 0 | FALSE | 0 | FALSE | 0 | FALSE | 0 | FALSE | 0 | FALSE | 0 | FALSE | 0 | FALSE | 0 | FALSE | 0 | FALSE | 0 | FALSE | 0 | FALSE | 0 | FALSE | 0 | FALSE | 0 | FALSE | 0 | FALSE | 0 | FALSE | 0 | FALSE | 0 | FALSE | 0 | FALSE | 0 | FALSE | 0 | FALSE | 0 | FALSE | 0 | FALSE | 0 | FALSE | 0 | TRUE | 900 | FALSE | 0 | FALSE | 0 | FALSE | 0 | FALSE | 0 | FALSE | 0 | FALSE | 0 | FALSE | 0 | FALSE | 0 | FALSE | 0 | FALSE | 0 | FALSE | 0 | FALSE | 0 | FALSE | 0 | FALSE | 0 | FALSE | 0 | FALSE | 0 | FALSE | 0 | FALSE | 0 | FALSE | 0 | FALSE | 0
50 |  | 0 | 1750 | FALSE |  | FALSE | 0 | FALSE | 0 | FALSE | 0 | FALSE | 0 | FALSE | 0 | FALSE | 0 | FALSE | 0 | FALSE | 0 | FALSE | 0 | FALSE | 0 | FALSE | 0 | FALSE | 0 | FALSE | 0 | FALSE | 0 | FALSE | 0 | FALSE | 0 | FALSE | 0 | FALSE | 0 | FALSE | 0 | FALSE | 0 | FALSE | 0 | FALSE | 0 | FALSE | 0 | FALSE | 0 | FALSE | 0 | FALSE | 0 | FALSE | 0 | FALSE | 0 | FALSE | 0 | TRUE | 900 | FALSE | 0 | FALSE | 0 | FALSE | 0 | FALSE | 0 | FALSE | 0 | FALSE | 0 | FALSE | 0 | FALSE | 0 | FALSE | 0 | FALSE | 0 | FALSE | 0 | FALSE | 0 | FALSE | 0 | FALSE | 0 | FALSE | 0 | FALSE | 0 | FALSE | 0 | FALSE | 0 | FALSE | 0 | FALSE | 0
50 |  | 0 | 1749 | FALSE |  | FALSE | 0 | FALSE | 0 | FALSE | 0 | FALSE | 0 | FALSE | 0 | FALSE | 0 | FALSE | 0 | FALSE | 0 | FALSE | 0 | FALSE | 0 | FALSE | 0 | FALSE | 0 | FALSE | 0 | FALSE | 0 | FALSE | 0 | FALSE | 0 | FALSE | 0 | FALSE | 0 | FALSE | 0 | FALSE | 0 | FALSE | 0 | FALSE | 0 | FALSE | 0 | FALSE | 0 | FALSE | 0 | FALSE | 0 | FALSE | 0 | FALSE | 0 | FALSE | 0 | TRUE | 900 | FALSE | 0 | FALSE | 0 | FALSE | 0 | FALSE | 0 | FALSE | 0 | FALSE | 0 | FALSE | 0 | FALSE | 0 | FALSE | 0 | FALSE | 0 | FALSE | 0 | FALSE | 0 | FALSE | 0 | FALSE | 0 | FALSE | 0 | FALSE | 0 | FALSE | 0 | FALSE | 0 | FALSE | 0 | FALSE | 0
50 |  | 0 | 1748 | FALSE |  | FALSE | 0 | FALSE | 0 | FALSE | 0 | FALSE | 0 | FALSE | 0 | FALSE | 0 | FALSE | 0 | FALSE | 0 | FALSE | 0 | FALSE | 0 | FALSE | 0 | FALSE | 0 | FALSE | 0 | FALSE | 0 | FALSE | 0 | FALSE | 0 | FALSE | 0 | FALSE | 0 | FALSE | 0 | FALSE | 0 | FALSE | 0 | FALSE | 0 | FALSE | 0 | FALSE | 0 | FALSE | 0 | FALSE | 0 | FALSE | 0 | FALSE | 0 | FALSE | 0 | TRUE | 900 | FALSE | 0 | FALSE | 0 | FALSE | 0 | FALSE | 0 | FALSE | 0 | FALSE | 0 | FALSE | 0 | FALSE | 0 | FALSE | 0 | FALSE | 0 | FALSE | 0 | FALSE | 0 | FALSE | 0 | FALSE | 0 | FALSE | 0 | FALSE | 0 | FALSE | 0 | FALSE | 0 | FALSE | 0 | FALSE | 0
50 |  | 0 | 1747 | FALSE |  | FALSE | 0 | FALSE | 0 | FALSE | 0 | FALSE | 0 | FALSE | 0 | FALSE | 0 | FALSE | 0 | FALSE | 0 | FALSE | 0 | FALSE | 0 | FALSE | 0 | FALSE | 0 | FALSE | 0 | FALSE | 0 | FALSE | 0 | FALSE | 0 | FALSE | 0 | FALSE | 0 | FALSE | 0 | FALSE | 0 | FALSE | 0 | FALSE | 0 | FALSE | 0 | FALSE | 0 | FALSE | 0 | FALSE | 0 | FALSE | 0 | FALSE | 0 | FALSE | 0 | TRUE | 900 | FALSE | 0 | FALSE | 0 | FALSE | 0 | FALSE | 0 | FALSE | 0 | FALSE | 0 | FALSE | 0 | FALSE | 0 | FALSE | 0 | FALSE | 0 | FALSE | 0 | FALSE | 0 | FALSE | 0 | FALSE | 0 | FALSE | 0 | FALSE | 0 | FALSE | 0 | FALSE | 0 | FALSE | 0 | FALSE | 0
50 |  | 0 | 1746 | FALSE |  | FALSE | 0 | FALSE | 0 | FALSE | 0 | FALSE | 0 | FALSE | 0 | FALSE | 0 | FALSE | 0 | FALSE | 0 | FALSE | 0 | FALSE | 0 | FALSE | 0 | FALSE | 0 | FALSE | 0 | FALSE | 0 | FALSE | 0 | FALSE | 0 | FALSE | 0 | FALSE | 0 | FALSE | 0 | FALSE | 0 | FALSE | 0 | FALSE | 0 | FALSE | 0 | FALSE | 0 | FALSE | 0 | FALSE | 0 | FALSE | 0 | FALSE | 0 | FALSE | 0 | TRUE | 900 | FALSE | 0 | FALSE | 0 | FALSE | 0 | FALSE | 0 | FALSE | 0 | FALSE | 0 | FALSE | 0 | FALSE | 0 | FALSE | 0 | FALSE | 0 | FALSE | 0 | FALSE | 0 | FALSE | 0 | FALSE | 0 | FALSE | 0 | FALSE | 0 | FALSE | 0 | FALSE | 0 | FALSE | 0 | FALSE | 0
50 |  | 0 | 1745 | FALSE |  | FALSE | 0 | FALSE | 0 | FALSE | 0 | FALSE | 0 | FALSE | 0 | FALSE | 0 | FALSE | 0 | FALSE | 0 | FALSE | 0 | FALSE | 0 | FALSE | 0 | FALSE | 0 | FALSE | 0 | FALSE | 0 | FALSE | 0 | FALSE | 0 | FALSE | 0 | FALSE | 0 | FALSE | 0 | FALSE | 0 | FALSE | 0 | FALSE | 0 | FALSE | 0 | FALSE | 0 | FALSE | 0 | FALSE | 0 | FALSE | 0 | FALSE | 0 | FALSE | 0 | TRUE | 900 | FALSE | 0 | FALSE | 0 | FALSE | 0 | FALSE | 0 | FALSE | 0 | FALSE | 0 | FALSE | 0 | FALSE | 0 | FALSE | 0 | FALSE | 0 | FALSE | 0 | FALSE | 0 | FALSE | 0 | FALSE | 0 | FALSE | 0 | FALSE | 0 | FALSE | 0 | FALSE | 0 | FALSE | 0 | FALSE | 0
50 |  | 0 | 1744 | FALSE |  | FALSE | 0 | FALSE | 0 | FALSE | 0 | FALSE | 0 | FALSE | 0 | FALSE | 0 | FALSE | 0 | FALSE | 0 | FALSE | 0 | FALSE | 0 | FALSE | 0 | FALSE | 0 | FALSE | 0 | FALSE | 0 | FALSE | 0 | FALSE | 0 | FALSE | 0 | FALSE | 0 | FALSE | 0 | FALSE | 0 | FALSE | 0 | FALSE | 0 | FALSE | 0 | FALSE | 0 | FALSE | 0 | FALSE | 0 | FALSE | 0 | FALSE | 0 | FALSE | 0 | TRUE | 900 | FALSE | 0 | FALSE | 0 | FALSE | 0 | FALSE | 0 | FALSE | 0 | FALSE | 0 | FALSE | 0 | FALSE | 0 | FALSE | 0 | FALSE | 0 | FALSE | 0 | FALSE | 0 | FALSE | 0 | FALSE | 0 | FALSE | 0 | FALSE | 0 | FALSE | 0 | FALSE | 0 | FALSE | 0 | FALSE | 0
50 |  | 0 | 1743 | FALSE |  | FALSE | 0 | FALSE | 0 | FALSE | 0 | FALSE | 0 | FALSE | 0 | FALSE | 0 | FALSE | 0 | FALSE | 0 | FALSE | 0 | FALSE | 0 | FALSE | 0 | FALSE | 0 | FALSE | 0 | FALSE | 0 | FALSE | 0 | FALSE | 0 | FALSE | 0 | FALSE | 0 | FALSE | 0 | FALSE | 0 | FALSE | 0 | FALSE | 0 | FALSE | 0 | FALSE | 0 | FALSE | 0 | FALSE | 0 | FALSE | 0 | FALSE | 0 | FALSE | 0 | TRUE | 900 | FALSE | 0 | FALSE | 0 | FALSE | 0 | FALSE | 0 | FALSE | 0 | FALSE | 0 | FALSE | 0 | FALSE | 0 | FALSE | 0 | FALSE | 0 | FALSE | 0 | FALSE | 0 | FALSE | 0 | FALSE | 0 | FALSE | 0 | FALSE | 0 | FALSE | 0 | FALSE | 0 | FALSE | 0 | FALSE | 0
50 |  | 0 | 1742 | FALSE |  | FALSE | 0 | FALSE | 0 | FALSE | 0 | FALSE | 0 | FALSE | 0 | FALSE | 0 | FALSE | 0 | FALSE | 0 | FALSE | 0 | FALSE | 0 | FALSE | 0 | FALSE | 0 | FALSE | 0 | FALSE | 0 | FALSE | 0 | FALSE | 0 | FALSE | 0 | FALSE | 0 | FALSE | 0 | FALSE | 0 | FALSE | 0 | FALSE | 0 | FALSE | 0 | FALSE | 0 | FALSE | 0 | FALSE | 0 | FALSE | 0 | FALSE | 0 | FALSE | 0 | TRUE | 900 | FALSE | 0 | FALSE | 0 | FALSE | 0 | FALSE | 0 | FALSE | 0 | FALSE | 0 | FALSE | 0 | FALSE | 0 | FALSE | 0 | FALSE | 0 | FALSE | 0 | FALSE | 0 | FALSE | 0 | FALSE | 0 | FALSE | 0 | FALSE | 0 | FALSE | 0 | FALSE | 0 | FALSE | 0 | FALSE | 0
50 |  | 0 | 1741 | FALSE |  | FALSE | 0 | FALSE | 0 | FALSE | 0 | FALSE | 0 | FALSE | 0 | FALSE | 0 | FALSE | 0 | FALSE | 0 | FALSE | 0 | FALSE | 0 | FALSE | 0 | FALSE | 0 | FALSE | 0 | FALSE | 0 | FALSE | 0 | FALSE | 0 | FALSE | 0 | FALSE | 0 | FALSE | 0 | FALSE | 0 | FALSE | 0 | FALSE | 0 | FALSE | 0 | FALSE | 0 | FALSE | 0 | FALSE | 0 | FALSE | 0 | FALSE | 0 | FALSE | 0 | TRUE | 900 | FALSE | 0 | FALSE | 0 | FALSE | 0 | FALSE | 0 | FALSE | 0 | FALSE | 0 | FALSE | 0 | FALSE | 0 | FALSE | 0 | FALSE | 0 | FALSE | 0 | FALSE | 0 | FALSE | 0 | FALSE | 0 | FALSE | 0 | FALSE | 0 | FALSE | 0 | FALSE | 0 | FALSE | 0 | FALSE | 0
50 |  | 0 | 1740 | FALSE |  | FALSE | 0 | FALSE | 0 | FALSE | 0 | FALSE | 0 | FALSE | 0 | FALSE | 0 | FALSE | 0 | FALSE | 0 | FALSE | 0 | FALSE | 0 | FALSE | 0 | FALSE | 0 | FALSE | 0 | FALSE | 0 | FALSE | 0 | FALSE | 0 | FALSE | 0 | FALSE | 0 | FALSE | 0 | FALSE | 0 | FALSE | 0 | FALSE | 0 | FALSE | 0 | FALSE | 0 | FALSE | 0 | FALSE | 0 | FALSE | 0 | FALSE | 0 | FALSE | 0 | TRUE | 900 | FALSE | 0 | FALSE | 0 | FALSE | 0 | FALSE | 0 | FALSE | 0 | FALSE | 0 | FALSE | 0 | FALSE | 0 | FALSE | 0 | FALSE | 0 | FALSE | 0 | FALSE | 0 | FALSE | 0 | FALSE | 0 | FALSE | 0 | FALSE | 0 | FALSE | 0 | FALSE | 0 | FALSE | 0 | FALSE | 0
50 |  | 0 | 1739 | FALSE |  | FALSE | 0 | FALSE | 0 | FALSE | 0 | FALSE | 0 | FALSE | 0 | FALSE | 0 | FALSE | 0 | FALSE | 0 | FALSE | 0 | FALSE | 0 | FALSE | 0 | FALSE | 0 | FALSE | 0 | FALSE | 0 | FALSE | 0 | FALSE | 0 | FALSE | 0 | FALSE | 0 | FALSE | 0 | FALSE | 0 | FALSE | 0 | FALSE | 0 | FALSE | 0 | FALSE | 0 | FALSE | 0 | FALSE | 0 | FALSE | 0 | FALSE | 0 | FALSE | 0 | TRUE | 900 | FALSE | 0 | FALSE | 0 | FALSE | 0 | FALSE | 0 | FALSE | 0 | FALSE | 0 | FALSE | 0 | FALSE | 0 | FALSE | 0 | FALSE | 0 | FALSE | 0 | FALSE | 0 | FALSE | 0 | FALSE | 0 | FALSE | 0 | FALSE | 0 | FALSE | 0 | FALSE | 0 | FALSE | 0 | FALSE | 0
50 |  | 0 | 1738 | FALSE |  | FALSE | 0 | FALSE | 0 | FALSE | 0 | FALSE | 0 | FALSE | 0 | FALSE | 0 | FALSE | 0 | FALSE | 0 | FALSE | 0 | FALSE | 0 | FALSE | 0 | FALSE | 0 | FALSE | 0 | FALSE | 0 | FALSE | 0 | FALSE | 0 | FALSE | 0 | FALSE | 0 | FALSE | 0 | FALSE | 0 | FALSE | 0 | FALSE | 0 | FALSE | 0 | FALSE | 0 | FALSE | 0 | FALSE | 0 | FALSE | 0 | FALSE | 0 | FALSE | 0 | TRUE | 900 | FALSE | 0 | FALSE | 0 | FALSE | 0 | FALSE | 0 | FALSE | 0 | FALSE | 0 | FALSE | 0 | FALSE | 0 | FALSE | 0 | FALSE | 0 | FALSE | 0 | FALSE | 0 | FALSE | 0 | FALSE | 0 | FALSE | 0 | FALSE | 0 | FALSE | 0 | FALSE | 0 | FALSE | 0 | FALSE | 0
50 |  | 0 | 1737 | FALSE |  | FALSE | 0 | FALSE | 0 | FALSE | 0 | FALSE | 0 | FALSE | 0 | FALSE | 0 | FALSE | 0 | FALSE | 0 | FALSE | 0 | FALSE | 0 | FALSE | 0 | FALSE | 0 | FALSE | 0 | FALSE | 0 | FALSE | 0 | FALSE | 0 | FALSE | 0 | FALSE | 0 | FALSE | 0 | FALSE | 0 | FALSE | 0 | FALSE | 0 | FALSE | 0 | FALSE | 0 | FALSE | 0 | FALSE | 0 | FALSE | 0 | FALSE | 0 | FALSE | 0 | TRUE | 900 | FALSE | 0 | FALSE | 0 | FALSE | 0 | FALSE | 0 | FALSE | 0 | FALSE | 0 | FALSE | 0 | FALSE | 0 | FALSE | 0 | FALSE | 0 | FALSE | 0 | FALSE | 0 | FALSE | 0 | FALSE | 0 | FALSE | 0 | FALSE | 0 | FALSE | 0 | FALSE | 0 | FALSE | 0 | FALSE | 0
50 |  | 0 | 1736 | FALSE |  | FALSE | 0 | FALSE | 0 | FALSE | 0 | FALSE | 0 | FALSE | 0 | FALSE | 0 | FALSE | 0 | FALSE | 0 | FALSE | 0 | FALSE | 0 | FALSE | 0 | FALSE | 0 | FALSE | 0 | FALSE | 0 | FALSE | 0 | FALSE | 0 | FALSE | 0 | FALSE | 0 | FALSE | 0 | FALSE | 0 | FALSE | 0 | FALSE | 0 | FALSE | 0 | FALSE | 0 | FALSE | 0 | FALSE | 0 | FALSE | 0 | FALSE | 0 | FALSE | 0 | TRUE | 900 | FALSE | 0 | FALSE | 0 | FALSE | 0 | FALSE | 0 | FALSE | 0 | FALSE | 0 | FALSE | 0 | FALSE | 0 | FALSE | 0 | FALSE | 0 | FALSE | 0 | FALSE | 0 | FALSE | 0 | FALSE | 0 | FALSE | 0 | FALSE | 0 | FALSE | 0 | FALSE | 0 | FALSE | 0 | FALSE | 0
50 |  | 0 | 1735 | FALSE |  | FALSE | 0 | FALSE | 0 | FALSE | 0 | FALSE | 0 | FALSE | 0 | FALSE | 0 | FALSE | 0 | FALSE | 0 | FALSE | 0 | FALSE | 0 | FALSE | 0 | FALSE | 0 | FALSE | 0 | FALSE | 0 | FALSE | 0 | FALSE | 0 | FALSE | 0 | FALSE | 0 | FALSE | 0 | FALSE | 0 | FALSE | 0 | FALSE | 0 | FALSE | 0 | FALSE | 0 | FALSE | 0 | FALSE | 0 | FALSE | 0 | FALSE | 0 | FALSE | 0 | TRUE | 900 | FALSE | 0 | FALSE | 0 | FALSE | 0 | FALSE | 0 | FALSE | 0 | FALSE | 0 | FALSE | 0 | FALSE | 0 | FALSE | 0 | FALSE | 0 | FALSE | 0 | FALSE | 0 | FALSE | 0 | FALSE | 0 | FALSE | 0 | FALSE | 0 | FALSE | 0 | FALSE | 0 | FALSE | 0 | FALSE | 0
50 |  | 0 | 1734 | FALSE |  | FALSE | 0 | FALSE | 0 | FALSE | 0 | FALSE | 0 | FALSE | 0 | FALSE | 0 | FALSE | 0 | FALSE | 0 | FALSE | 0 | FALSE | 0 | FALSE | 0 | FALSE | 0 | FALSE | 0 | FALSE | 0 | FALSE | 0 | FALSE | 0 | FALSE | 0 | FALSE | 0 | FALSE | 0 | FALSE | 0 | FALSE | 0 | FALSE | 0 | FALSE | 0 | FALSE | 0 | FALSE | 0 | FALSE | 0 | FALSE | 0 | FALSE | 0 | FALSE | 0 | TRUE | 900 | FALSE | 0 | FALSE | 0 | FALSE | 0 | FALSE | 0 | FALSE | 0 | FALSE | 0 | FALSE | 0 | FALSE | 0 | FALSE | 0 | FALSE | 0 | FALSE | 0 | FALSE | 0 | FALSE | 0 | FALSE | 0 | FALSE | 0 | FALSE | 0 | FALSE | 0 | FALSE | 0 | FALSE | 0 | FALSE | 0
50 |  | 0 | 1733 | FALSE |  | FALSE | 0 | FALSE | 0 | FALSE | 0 | FALSE | 0 | FALSE | 0 | FALSE | 0 | FALSE | 0 | FALSE | 0 | FALSE | 0 | FALSE | 0 | FALSE | 0 | FALSE | 0 | FALSE | 0 | FALSE | 0 | FALSE | 0 | FALSE | 0 | FALSE | 0 | FALSE | 0 | FALSE | 0 | FALSE | 0 | FALSE | 0 | FALSE | 0 | FALSE | 0 | FALSE | 0 | FALSE | 0 | FALSE | 0 | FALSE | 0 | FALSE | 0 | FALSE | 0 | TRUE | 900 | FALSE | 0 | FALSE | 0 | FALSE | 0 | FALSE | 0 | FALSE | 0 | FALSE | 0 | FALSE | 0 | FALSE | 0 | FALSE | 0 | FALSE | 0 | FALSE | 0 | FALSE | 0 | FALSE | 0 | FALSE | 0 | FALSE | 0 | FALSE | 0 | FALSE | 0 | FALSE | 0 | FALSE | 0 | FALSE | 0
50 |  | 0 | 1732 | FALSE |  | FALSE | 0 | FALSE | 0 | FALSE | 0 | FALSE | 0 | FALSE | 0 | FALSE | 0 | FALSE | 0 | FALSE | 0 | FALSE | 0 | FALSE | 0 | FALSE | 0 | FALSE | 0 | FALSE | 0 | FALSE | 0 | FALSE | 0 | FALSE | 0 | FALSE | 0 | FALSE | 0 | FALSE | 0 | FALSE | 0 | FALSE | 0 | FALSE | 0 | FALSE | 0 | FALSE | 0 | FALSE | 0 | FALSE | 0 | FALSE | 0 | FALSE | 0 | FALSE | 0 | TRUE | 900 | FALSE | 0 | FALSE | 0 | FALSE | 0 | FALSE | 0 | FALSE | 0 | FALSE | 0 | FALSE | 0 | FALSE | 0 | FALSE | 0 | FALSE | 0 | FALSE | 0 | FALSE | 0 | FALSE | 0 | FALSE | 0 | FALSE | 0 | FALSE | 0 | FALSE | 0 | FALSE | 0 | FALSE | 0 | FALSE | 0
50 |  | 0 | 1731 | FALSE |  | FALSE | 0 | FALSE | 0 | FALSE | 0 | FALSE | 0 | FALSE | 0 | FALSE | 0 | FALSE | 0 | FALSE | 0 | FALSE | 0 | FALSE | 0 | FALSE | 0 | FALSE | 0 | FALSE | 0 | FALSE | 0 | FALSE | 0 | FALSE | 0 | FALSE | 0 | FALSE | 0 | FALSE | 0 | FALSE | 0 | FALSE | 0 | FALSE | 0 | FALSE | 0 | FALSE | 0 | FALSE | 0 | FALSE | 0 | FALSE | 0 | FALSE | 0 | FALSE | 0 | TRUE | 900 | FALSE | 0 | FALSE | 0 | FALSE | 0 | FALSE | 0 | FALSE | 0 | FALSE | 0 | FALSE | 0 | FALSE | 0 | FALSE | 0 | FALSE | 0 | FALSE | 0 | FALSE | 0 | FALSE | 0 | FALSE | 0 | FALSE | 0 | FALSE | 0 | FALSE | 0 | FALSE | 0 | FALSE | 0 | FALSE | 0
50 |  | 0 | 1730 | FALSE |  | FALSE | 0 | FALSE | 0 | FALSE | 0 | FALSE | 0 | FALSE | 0 | FALSE | 0 | FALSE | 0 | FALSE | 0 | FALSE | 0 | FALSE | 0 | FALSE | 0 | FALSE | 0 | FALSE | 0 | FALSE | 0 | FALSE | 0 | FALSE | 0 | FALSE | 0 | FALSE | 0 | FALSE | 0 | FALSE | 0 | FALSE | 0 | FALSE | 0 | FALSE | 0 | FALSE | 0 | FALSE | 0 | FALSE | 0 | FALSE | 0 | FALSE | 0 | FALSE | 0 | TRUE | 900 | FALSE | 0 | FALSE | 0 | FALSE | 0 | FALSE | 0 | FALSE | 0 | FALSE | 0 | FALSE | 0 | FALSE | 0 | FALSE | 0 | FALSE | 0 | FALSE | 0 | FALSE | 0 | FALSE | 0 | FALSE | 0 | FALSE | 0 | FALSE | 0 | FALSE | 0 | FALSE | 0 | FALSE | 0 | FALSE | 0
50 |  | 0 | 1729 | FALSE |  | FALSE | 0 | FALSE | 0 | FALSE | 0 | FALSE | 0 | FALSE | 0 | FALSE | 0 | FALSE | 0 | FALSE | 0 | FALSE | 0 | FALSE | 0 | FALSE | 0 | FALSE | 0 | FALSE | 0 | FALSE | 0 | FALSE | 0 | FALSE | 0 | FALSE | 0 | FALSE | 0 | FALSE | 0 | FALSE | 0 | FALSE | 0 | FALSE | 0 | FALSE | 0 | FALSE | 0 | FALSE | 0 | FALSE | 0 | FALSE | 0 | FALSE | 0 | FALSE | 0 | TRUE | 900 | FALSE | 0 | FALSE | 0 | FALSE | 0 | FALSE | 0 | FALSE | 0 | FALSE | 0 | FALSE | 0 | FALSE | 0 | FALSE | 0 | FALSE | 0 | FALSE | 0 | FALSE | 0 | FALSE | 0 | FALSE | 0 | FALSE | 0 | FALSE | 0 | FALSE | 0 | FALSE | 0 | FALSE | 0 | FALSE | 0
50 |  | 0 | 1728 | FALSE |  | FALSE | 0 | FALSE | 0 | FALSE | 0 | FALSE | 0 | FALSE | 0 | FALSE | 0 | FALSE | 0 | FALSE | 0 | FALSE | 0 | FALSE | 0 | FALSE | 0 | FALSE | 0 | FALSE | 0 | FALSE | 0 | FALSE | 0 | FALSE | 0 | FALSE | 0 | FALSE | 0 | FALSE | 0 | FALSE | 0 | FALSE | 0 | FALSE | 0 | FALSE | 0 | FALSE | 0 | FALSE | 0 | FALSE | 0 | FALSE | 0 | FALSE | 0 | FALSE | 0 | TRUE | 900 | FALSE | 0 | FALSE | 0 | FALSE | 0 | FALSE | 0 | FALSE | 0 | FALSE | 0 | FALSE | 0 | FALSE | 0 | FALSE | 0 | FALSE | 0 | FALSE | 0 | FALSE | 0 | FALSE | 0 | FALSE | 0 | FALSE | 0 | FALSE | 0 | FALSE | 0 | FALSE | 0 | FALSE | 0 | FALSE | 0
50 |  | 0 | 1727 | FALSE |  | FALSE | 0 | FALSE | 0 | FALSE | 0 | FALSE | 0 | FALSE | 0 | FALSE | 0 | FALSE | 0 | FALSE | 0 | FALSE | 0 | FALSE | 0 | FALSE | 0 | FALSE | 0 | FALSE | 0 | FALSE | 0 | FALSE | 0 | FALSE | 0 | FALSE | 0 | FALSE | 0 | FALSE | 0 | FALSE | 0 | FALSE | 0 | FALSE | 0 | FALSE | 0 | FALSE | 0 | FALSE | 0 | FALSE | 0 | FALSE | 0 | FALSE | 0 | FALSE | 0 | TRUE | 900 | FALSE | 0 | FALSE | 0 | FALSE | 0 | FALSE | 0 | FALSE | 0 | FALSE | 0 | FALSE | 0 | FALSE | 0 | FALSE | 0 | FALSE | 0 | FALSE | 0 | FALSE | 0 | FALSE | 0 | FALSE | 0 | FALSE | 0 | FALSE | 0 | FALSE | 0 | FALSE | 0 | FALSE | 0 | FALSE | 0
50 |  | 0 | 1726 | FALSE |  | FALSE | 0 | FALSE | 0 | FALSE | 0 | FALSE | 0 | FALSE | 0 | FALSE | 0 | FALSE | 0 | FALSE | 0 | FALSE | 0 | FALSE | 0 | FALSE | 0 | FALSE | 0 | FALSE | 0 | FALSE | 0 | FALSE | 0 | FALSE | 0 | FALSE | 0 | FALSE | 0 | FALSE | 0 | FALSE | 0 | FALSE | 0 | FALSE | 0 | FALSE | 0 | FALSE | 0 | FALSE | 0 | FALSE | 0 | FALSE | 0 | FALSE | 0 | FALSE | 0 | TRUE | 900 | FALSE | 0 | FALSE | 0 | FALSE | 0 | FALSE | 0 | FALSE | 0 | FALSE | 0 | FALSE | 0 | FALSE | 0 | FALSE | 0 | FALSE | 0 | FALSE | 0 | FALSE | 0 | FALSE | 0 | FALSE | 0 | FALSE | 0 | FALSE | 0 | FALSE | 0 | FALSE | 0 | FALSE | 0 | FALSE | 0
50 |  | 0 | 1725 | FALSE |  | FALSE | 0 | FALSE | 0 | FALSE | 0 | FALSE | 0 | FALSE | 0 | FALSE | 0 | FALSE | 0 | FALSE | 0 | FALSE | 0 | FALSE | 0 | FALSE | 0 | FALSE | 0 | FALSE | 0 | FALSE | 0 | FALSE | 0 | FALSE | 0 | FALSE | 0 | FALSE | 0 | FALSE | 0 | FALSE | 0 | FALSE | 0 | FALSE | 0 | FALSE | 0 | FALSE | 0 | FALSE | 0 | FALSE | 0 | FALSE | 0 | FALSE | 0 | FALSE | 0 | TRUE | 900 | FALSE | 0 | FALSE | 0 | FALSE | 0 | FALSE | 0 | FALSE | 0 | FALSE | 0 | FALSE | 0 | FALSE | 0 | FALSE | 0 | FALSE | 0 | FALSE | 0 | FALSE | 0 | FALSE | 0 | FALSE | 0 | FALSE | 0 | FALSE | 0 | FALSE | 0 | FALSE | 0 | FALSE | 0 | FALSE | 0
50 |  | 0 | 1724 | FALSE |  | FALSE | 0 | FALSE | 0 | FALSE | 0 | FALSE | 0 | FALSE | 0 | FALSE | 0 | FALSE | 0 | FALSE | 0 | FALSE | 0 | FALSE | 0 | FALSE | 0 | FALSE | 0 | FALSE | 0 | FALSE | 0 | FALSE | 0 | FALSE | 0 | FALSE | 0 | FALSE | 0 | FALSE | 0 | FALSE | 0 | FALSE | 0 | FALSE | 0 | FALSE | 0 | FALSE | 0 | FALSE | 0 | FALSE | 0 | FALSE | 0 | FALSE | 0 | FALSE | 0 | TRUE | 900 | FALSE | 0 | FALSE | 0 | FALSE | 0 | FALSE | 0 | FALSE | 0 | FALSE | 0 | FALSE | 0 | FALSE | 0 | FALSE | 0 | FALSE | 0 | FALSE | 0 | FALSE | 0 | FALSE | 0 | FALSE | 0 | FALSE | 0 | FALSE | 0 | FALSE | 0 | FALSE | 0 | FALSE | 0 | FALSE | 0
50 |  | 0 | 1723 | FALSE |  | FALSE | 0 | FALSE | 0 | FALSE | 0 | FALSE | 0 | FALSE | 0 | FALSE | 0 | FALSE | 0 | FALSE | 0 | FALSE | 0 | FALSE | 0 | FALSE | 0 | FALSE | 0 | FALSE | 0 | FALSE | 0 | FALSE | 0 | FALSE | 0 | FALSE | 0 | FALSE | 0 | FALSE | 0 | FALSE | 0 | FALSE | 0 | FALSE | 0 | FALSE | 0 | FALSE | 0 | FALSE | 0 | FALSE | 0 | FALSE | 0 | FALSE | 0 | FALSE | 0 | TRUE | 900 | FALSE | 0 | FALSE | 0 | FALSE | 0 | FALSE | 0 | FALSE | 0 | FALSE | 0 | FALSE | 0 | FALSE | 0 | FALSE | 0 | FALSE | 0 | FALSE | 0 | FALSE | 0 | FALSE | 0 | FALSE | 0 | FALSE | 0 | FALSE | 0 | FALSE | 0 | FALSE | 0 | FALSE | 0 | FALSE | 0
50 |  | 0 | 1722 | FALSE |  | FALSE | 0 | FALSE | 0 | FALSE | 0 | FALSE | 0 | FALSE | 0 | FALSE | 0 | FALSE | 0 | FALSE | 0 | FALSE | 0 | FALSE | 0 | FALSE | 0 | FALSE | 0 | FALSE | 0 | FALSE | 0 | FALSE | 0 | FALSE | 0 | FALSE | 0 | FALSE | 0 | FALSE | 0 | FALSE | 0 | FALSE | 0 | FALSE | 0 | FALSE | 0 | FALSE | 0 | FALSE | 0 | FALSE | 0 | FALSE | 0 | FALSE | 0 | FALSE | 0 | TRUE | 900 | FALSE | 0 | FALSE | 0 | FALSE | 0 | FALSE | 0 | FALSE | 0 | FALSE | 0 | FALSE | 0 | FALSE | 0 | FALSE | 0 | FALSE | 0 | FALSE | 0 | FALSE | 0 | FALSE | 0 | FALSE | 0 | FALSE | 0 | FALSE | 0 | FALSE | 0 | FALSE | 0 | FALSE | 0 | FALSE | 0
50 |  | 0 | 1721 | FALSE |  | FALSE | 0 | FALSE | 0 | FALSE | 0 | FALSE | 0 | FALSE | 0 | FALSE | 0 | FALSE | 0 | FALSE | 0 | FALSE | 0 | FALSE | 0 | FALSE | 0 | FALSE | 0 | FALSE | 0 | FALSE | 0 | FALSE | 0 | FALSE | 0 | FALSE | 0 | FALSE | 0 | FALSE | 0 | FALSE | 0 | FALSE | 0 | FALSE | 0 | FALSE | 0 | FALSE | 0 | FALSE | 0 | FALSE | 0 | FALSE | 0 | FALSE | 0 | FALSE | 0 | TRUE | 900 | FALSE | 0 | FALSE | 0 | FALSE | 0 | FALSE | 0 | FALSE | 0 | FALSE | 0 | FALSE | 0 | FALSE | 0 | FALSE | 0 | FALSE | 0 | FALSE | 0 | FALSE | 0 | FALSE | 0 | FALSE | 0 | FALSE | 0 | FALSE | 0 | FALSE | 0 | FALSE | 0 | FALSE | 0 | FALSE | 0
50 |  | 0 | 1720 | FALSE |  | FALSE | 0 | FALSE | 0 | FALSE | 0 | FALSE | 0 | FALSE | 0 | FALSE | 0 | FALSE | 0 | FALSE | 0 | FALSE | 0 | FALSE | 0 | FALSE | 0 | FALSE | 0 | FALSE | 0 | FALSE | 0 | FALSE | 0 | FALSE | 0 | FALSE | 0 | FALSE | 0 | FALSE | 0 | FALSE | 0 | FALSE | 0 | FALSE | 0 | FALSE | 0 | FALSE | 0 | FALSE | 0 | FALSE | 0 | FALSE | 0 | FALSE | 0 | FALSE | 0 | TRUE | 900 | FALSE | 0 | FALSE | 0 | FALSE | 0 | FALSE | 0 | FALSE | 0 | FALSE | 0 | FALSE | 0 | FALSE | 0 | FALSE | 0 | FALSE | 0 | FALSE | 0 | FALSE | 0 | FALSE | 0 | FALSE | 0 | FALSE | 0 | FALSE | 0 | FALSE | 0 | FALSE | 0 | FALSE | 0 | FALSE | 0
50 |  | 0 | 1719 | FALSE |  | FALSE | 0 | FALSE | 0 | FALSE | 0 | FALSE | 0 | FALSE | 0 | FALSE | 0 | FALSE | 0 | FALSE | 0 | FALSE | 0 | FALSE | 0 | FALSE | 0 | FALSE | 0 | FALSE | 0 | FALSE | 0 | FALSE | 0 | FALSE | 0 | FALSE | 0 | FALSE | 0 | FALSE | 0 | FALSE | 0 | FALSE | 0 | FALSE | 0 | FALSE | 0 | FALSE | 0 | FALSE | 0 | FALSE | 0 | FALSE | 0 | FALSE | 0 | FALSE | 0 | TRUE | 900 | FALSE | 0 | FALSE | 0 | FALSE | 0 | FALSE | 0 | FALSE | 0 | FALSE | 0 | FALSE | 0 | FALSE | 0 | FALSE | 0 | FALSE | 0 | FALSE | 0 | FALSE | 0 | FALSE | 0 | FALSE | 0 | FALSE | 0 | FALSE | 0 | FALSE | 0 | FALSE | 0 | FALSE | 0 | FALSE | 0
50 |  | 0 | 1718 | FALSE |  | FALSE | 0 | FALSE | 0 | FALSE | 0 | FALSE | 0 | FALSE | 0 | FALSE | 0 | FALSE | 0 | FALSE | 0 | FALSE | 0 | FALSE | 0 | FALSE | 0 | FALSE | 0 | FALSE | 0 | FALSE | 0 | FALSE | 0 | FALSE | 0 | FALSE | 0 | FALSE | 0 | FALSE | 0 | FALSE | 0 | FALSE | 0 | FALSE | 0 | FALSE | 0 | FALSE | 0 | FALSE | 0 | FALSE | 0 | FALSE | 0 | FALSE | 0 | FALSE | 0 | TRUE | 900 | FALSE | 0 | FALSE | 0 | FALSE | 0 | FALSE | 0 | FALSE | 0 | FALSE | 0 | FALSE | 0 | FALSE | 0 | FALSE | 0 | FALSE | 0 | FALSE | 0 | FALSE | 0 | FALSE | 0 | FALSE | 0 | FALSE | 0 | FALSE | 0 | FALSE | 0 | FALSE | 0 | FALSE | 0 | FALSE | 0
50 |  | 0 | 1717 | FALSE | 0 | FALSE | 0 | FALSE | 0 | FALSE | 0 | FALSE | 0 | FALSE | 0 | FALSE | 0 | FALSE | 0 | FALSE | 0 | FALSE | 0 | FALSE | 0 | FALSE | 0 | FALSE | 0 | FALSE | 0 | FALSE | 0 | FALSE | 0 | FALSE | 0 | FALSE | 0 | FALSE | 0 | FALSE | 0 | FALSE | 0 | FALSE | 0 | FALSE | 0 | FALSE | 0 | FALSE | 0 | FALSE | 0 | FALSE | 0 | FALSE | 0 | FALSE | 0 | FALSE | 0 | TRUE | 900 | FALSE | 0 | FALSE | 0 | FALSE | 0 | FALSE | 0 | FALSE | 0 | FALSE | 0 | FALSE | 0 | FALSE | 0 | FALSE | 0 | FALSE | 0 | FALSE | 0 | FALSE | 0 | FALSE | 0 | FALSE | 0 | FALSE | 0 | FALSE | 0 | FALSE | 0 | FALSE | 0 | FALSE | 0 | FALSE | 0
50 |  | 0 | 1716 | FALSE | 0 | FALSE | 0 | FALSE | 0 | FALSE | 0 | FALSE | 0 | FALSE | 0 | FALSE | 0 | FALSE | 0 | FALSE | 0 | FALSE | 0 | FALSE | 0 | FALSE | 0 | FALSE | 0 | FALSE | 0 | FALSE | 0 | FALSE | 0 | FALSE | 0 | FALSE | 0 | FALSE | 0 | FALSE | 0 | FALSE | 0 | FALSE | 0 | FALSE | 0 | FALSE | 0 | FALSE | 0 | FALSE | 0 | FALSE | 0 | FALSE | 0 | FALSE | 0 | FALSE | 0 | TRUE | 900 | FALSE | 0 | FALSE | 0 | FALSE | 0 | FALSE | 0 | FALSE | 0 | FALSE | 0 | FALSE | 0 | FALSE | 0 | FALSE | 0 | FALSE | 0 | FALSE | 0 | FALSE | 0 | FALSE | 0 | FALSE | 0 | FALSE | 0 | FALSE | 0 | FALSE | 0 | FALSE | 0 | FALSE | 0 | FALSE | 0
50 |  | 0 | 1715 | FALSE | 0 | FALSE | 0 | FALSE | 0 | FALSE | 0 | FALSE | 0 | FALSE | 0 | FALSE | 0 | FALSE | 0 | FALSE | 0 | FALSE | 0 | FALSE | 0 | FALSE | 0 | FALSE | 0 | FALSE | 0 | FALSE | 0 | FALSE | 0 | FALSE | 0 | FALSE | 0 | FALSE | 0 | FALSE | 0 | FALSE | 0 | FALSE | 0 | FALSE | 0 | FALSE | 0 | FALSE | 0 | FALSE | 0 | FALSE | 0 | FALSE | 0 | FALSE | 0 | FALSE | 0 | TRUE | 900 | FALSE | 0 | FALSE | 0 | FALSE | 0 | FALSE | 0 | FALSE | 0 | FALSE | 0 | FALSE | 0 | FALSE | 0 | FALSE | 0 | FALSE | 0 | FALSE | 0 | FALSE | 0 | FALSE | 0 | FALSE | 0 | FALSE | 0 | FALSE | 0 | FALSE | 0 | FALSE | 0 | FALSE | 0 | FALSE | 0
50 |  | 0 | 1714 | FALSE | 0 | FALSE | 0 | FALSE | 0 | FALSE | 0 | FALSE | 0 | FALSE | 0 | FALSE | 0 | FALSE | 0 | FALSE | 0 | FALSE | 0 | FALSE | 0 | FALSE | 0 | FALSE | 0 | FALSE | 0 | FALSE | 0 | FALSE | 0 | FALSE | 0 | FALSE | 0 | FALSE | 0 | FALSE | 0 | FALSE | 0 | FALSE | 0 | FALSE | 0 | FALSE | 0 | FALSE | 0 | FALSE | 0 | FALSE | 0 | FALSE | 0 | FALSE | 0 | FALSE | 0 | TRUE | 900 | FALSE | 0 | FALSE | 0 | FALSE | 0 | FALSE | 0 | FALSE | 0 | FALSE | 0 | FALSE | 0 | FALSE | 0 | FALSE | 0 | FALSE | 0 | FALSE | 0 | FALSE | 0 | FALSE | 0 | FALSE | 0 | FALSE | 0 | FALSE | 0 | FALSE | 0 | FALSE | 0 | FALSE | 0 | FALSE | 0
50 |  | 0 | 1713 | FALSE | 0 | FALSE | 0 | FALSE | 0 | FALSE | 0 | FALSE | 0 | FALSE | 0 | FALSE | 0 | FALSE | 0 | FALSE | 0 | FALSE | 0 | FALSE | 0 | FALSE | 0 | FALSE | 0 | FALSE | 0 | FALSE | 0 | FALSE | 0 | FALSE | 0 | FALSE | 0 | FALSE | 0 | FALSE | 0 | FALSE | 0 | FALSE | 0 | FALSE | 0 | FALSE | 0 | FALSE | 0 | FALSE | 0 | FALSE | 0 | FALSE | 0 | FALSE | 0 | FALSE | 0 | TRUE | 900 | FALSE | 0 | FALSE | 0 | FALSE | 0 | FALSE | 0 | FALSE | 0 | FALSE | 0 | FALSE | 0 | FALSE | 0 | FALSE | 0 | FALSE | 0 | FALSE | 0 | FALSE | 0 | FALSE | 0 | FALSE | 0 | FALSE | 0 | FALSE | 0 | FALSE | 0 | FALSE | 0 | FALSE | 0 | FALSE | 0
50 |  | 0 | 1712 | FALSE | 0 | FALSE | 0 | FALSE | 0 | FALSE | 0 | FALSE | 0 | FALSE | 0 | FALSE | 0 | FALSE | 0 | FALSE | 0 | FALSE | 0 | FALSE | 0 | FALSE | 0 | FALSE | 0 | FALSE | 0 | FALSE | 0 | FALSE | 0 | FALSE | 0 | FALSE | 0 | FALSE | 0 | FALSE | 0 | FALSE | 0 | FALSE | 0 | FALSE | 0 | FALSE | 0 | FALSE | 0 | FALSE | 0 | FALSE | 0 | FALSE | 0 | FALSE | 0 | FALSE | 0 | TRUE | 900 | FALSE | 0 | FALSE | 0 | FALSE | 0 | FALSE | 0 | FALSE | 0 | FALSE | 0 | FALSE | 0 | FALSE | 0 | FALSE | 0 | FALSE | 0 | FALSE | 0 | FALSE | 0 | FALSE | 0 | FALSE | 0 | FALSE | 0 | FALSE | 0 | FALSE | 0 | FALSE | 0 | FALSE | 0 | FALSE | 0
50 |  | 0 | 1711 | FALSE | 0 | FALSE | 0 | FALSE | 0 | FALSE | 0 | FALSE | 0 | FALSE | 0 | FALSE | 0 | FALSE | 0 | FALSE | 0 | FALSE | 0 | FALSE | 0 | FALSE | 0 | FALSE | 0 | FALSE | 0 | FALSE | 0 | FALSE | 0 | FALSE | 0 | FALSE | 0 | FALSE | 0 | FALSE | 0 | FALSE | 0 | FALSE | 0 | FALSE | 0 | FALSE | 0 | FALSE | 0 | FALSE | 0 | FALSE | 0 | FALSE | 0 | FALSE | 0 | FALSE | 0 | TRUE | 900 | FALSE | 0 | FALSE | 0 | FALSE | 0 | FALSE | 0 | FALSE | 0 | FALSE | 0 | FALSE | 0 | FALSE | 0 | FALSE | 0 | FALSE | 0 | FALSE | 0 | FALSE | 0 | FALSE | 0 | FALSE | 0 | FALSE | 0 | FALSE | 0 | FALSE | 0 | FALSE | 0 | FALSE | 0 | FALSE | 0
50 |  | 0 | 1710 | FALSE | 0 | FALSE | 0 | FALSE | 0 | FALSE | 0 | FALSE | 0 | FALSE | 0 | FALSE | 0 | FALSE | 0 | FALSE | 0 | FALSE | 0 | FALSE | 0 | FALSE | 0 | FALSE | 0 | FALSE | 0 | FALSE | 0 | FALSE | 0 | FALSE | 0 | FALSE | 0 | FALSE | 0 | FALSE | 0 | FALSE | 0 | FALSE | 0 | FALSE | 0 | FALSE | 0 | FALSE | 0 | FALSE | 0 | FALSE | 0 | FALSE | 0 | FALSE | 0 | FALSE | 0 | TRUE | 900 | FALSE | 0 | FALSE | 0 | FALSE | 0 | FALSE | 0 | FALSE | 0 | FALSE | 0 | FALSE | 0 | FALSE | 0 | FALSE | 0 | FALSE | 0 | FALSE | 0 | FALSE | 0 | FALSE | 0 | FALSE | 0 | FALSE | 0 | FALSE | 0 | FALSE | 0 | FALSE | 0 | FALSE | 0 | FALSE | 0
50 |  | 0 | 1709 | FALSE | 0 | FALSE | 0 | FALSE | 0 | FALSE | 0 | FALSE | 0 | FALSE | 0 | FALSE | 0 | FALSE | 0 | FALSE | 0 | FALSE | 0 | FALSE | 0 | FALSE | 0 | FALSE | 0 | FALSE | 0 | FALSE | 0 | FALSE | 0 | FALSE | 0 | FALSE | 0 | FALSE | 0 | FALSE | 0 | FALSE | 0 | FALSE | 0 | FALSE | 0 | FALSE | 0 | FALSE | 0 | FALSE | 0 | FALSE | 0 | FALSE | 0 | FALSE | 0 | FALSE | 0 | TRUE | 900 | FALSE | 0 | FALSE | 0 | FALSE | 0 | FALSE | 0 | FALSE | 0 | FALSE | 0 | FALSE | 0 | FALSE | 0 | FALSE | 0 | FALSE | 0 | FALSE | 0 | FALSE | 0 | FALSE | 0 | FALSE | 0 | FALSE | 0 | FALSE | 0 | FALSE | 0 | FALSE | 0 | FALSE | 0 | FALSE | 0
50 |  | 0 | 1708 | FALSE | 0 | FALSE | 0 | FALSE | 0 | FALSE | 0 | FALSE | 0 | FALSE | 0 | FALSE | 0 | FALSE | 0 | FALSE | 0 | FALSE | 0 | FALSE | 0 | FALSE | 0 | FALSE | 0 | FALSE | 0 | FALSE | 0 | FALSE | 0 | FALSE | 0 | FALSE | 0 | FALSE | 0 | FALSE | 0 | FALSE | 0 | FALSE | 0 | FALSE | 0 | FALSE | 0 | FALSE | 0 | FALSE | 0 | FALSE | 0 | FALSE | 0 | FALSE | 0 | FALSE | 0 | TRUE | 900 | FALSE | 0 | FALSE | 0 | FALSE | 0 | FALSE | 0 | FALSE | 0 | FALSE | 0 | FALSE | 0 | FALSE | 0 | FALSE | 0 | FALSE | 0 | FALSE | 0 | FALSE | 0 | FALSE | 0 | FALSE | 0 | FALSE | 0 | FALSE | 0 | FALSE | 0 | FALSE | 0 | FALSE | 0 | FALSE | 0
50 |  | 0 | 1707 | FALSE | 0 | FALSE | 0 | FALSE | 0 | FALSE | 0 | FALSE | 0 | FALSE | 0 | FALSE | 0 | FALSE | 0 | FALSE | 0 | FALSE | 0 | FALSE | 0 | FALSE | 0 | FALSE | 0 | FALSE | 0 | FALSE | 0 | FALSE | 0 | FALSE | 0 | FALSE | 0 | FALSE | 0 | FALSE | 0 | FALSE | 0 | FALSE | 0 | FALSE | 0 | FALSE | 0 | FALSE | 0 | FALSE | 0 | FALSE | 0 | FALSE | 0 | FALSE | 0 | FALSE | 0 | TRUE | 900 | FALSE | 0 | FALSE | 0 | FALSE | 0 | FALSE | 0 | FALSE | 0 | FALSE | 0 | FALSE | 0 | FALSE | 0 | FALSE | 0 | FALSE | 0 | FALSE | 0 | FALSE | 0 | FALSE | 0 | FALSE | 0 | FALSE | 0 | FALSE | 0 | FALSE | 0 | FALSE | 0 | FALSE | 0 | FALSE | 0
50 |  | 0 | 1706 | FALSE | 0 | FALSE | 0 | FALSE | 0 | FALSE | 0 | FALSE | 0 | FALSE | 0 | FALSE | 0 | FALSE | 0 | FALSE | 0 | FALSE | 0 | FALSE | 0 | FALSE | 0 | FALSE | 0 | FALSE | 0 | FALSE | 0 | FALSE | 0 | FALSE | 0 | FALSE | 0 | FALSE | 0 | FALSE | 0 | FALSE | 0 | FALSE | 0 | FALSE | 0 | FALSE | 0 | FALSE | 0 | FALSE | 0 | FALSE | 0 | FALSE | 0 | FALSE | 0 | FALSE | 0 | TRUE | 900 | FALSE | 0 | FALSE | 0 | FALSE | 0 | FALSE | 0 | FALSE | 0 | FALSE | 0 | FALSE | 0 | FALSE | 0 | FALSE | 0 | FALSE | 0 | FALSE | 0 | FALSE | 0 | FALSE | 0 | FALSE | 0 | FALSE | 0 | FALSE | 0 | FALSE | 0 | FALSE | 0 | FALSE | 0 | FALSE | 0
50 |  | 0 | 1705 | FALSE | 0 | FALSE | 0 | FALSE | 0 | FALSE | 0 | FALSE | 0 | FALSE | 0 | FALSE | 0 | FALSE | 0 | FALSE | 0 | FALSE | 0 | FALSE | 0 | FALSE | 0 | FALSE | 0 | FALSE | 0 | FALSE | 0 | FALSE | 0 | FALSE | 0 | FALSE | 0 | FALSE | 0 | FALSE | 0 | FALSE | 0 | FALSE | 0 | FALSE | 0 | FALSE | 0 | FALSE | 0 | FALSE | 0 | FALSE | 0 | FALSE | 0 | FALSE | 0 | FALSE | 0 | TRUE | 900 | FALSE | 0 | FALSE | 0 | FALSE | 0 | FALSE | 0 | FALSE | 0 | FALSE | 0 | FALSE | 0 | FALSE | 0 | FALSE | 0 | FALSE | 0 | FALSE | 0 | FALSE | 0 | FALSE | 0 | FALSE | 0 | FALSE | 0 | FALSE | 0 | FALSE | 0 | FALSE | 0 | FALSE | 0 | FALSE | 0
50 |  | 0 | 1704 | FALSE | 0 | FALSE | 0 | FALSE | 0 | FALSE | 0 | FALSE | 0 | FALSE | 0 | FALSE | 0 | FALSE | 0 | FALSE | 0 | FALSE | 0 | FALSE | 0 | FALSE | 0 | FALSE | 0 | FALSE | 0 | FALSE | 0 | FALSE | 0 | FALSE | 0 | FALSE | 0 | FALSE | 0 | FALSE | 0 | FALSE | 0 | FALSE | 0 | FALSE | 0 | FALSE | 0 | FALSE | 0 | FALSE | 0 | FALSE | 0 | FALSE | 0 | FALSE | 0 | FALSE | 0 | TRUE | 900 | FALSE | 0 | FALSE | 0 | FALSE | 0 | FALSE | 0 | FALSE | 0 | FALSE | 0 | FALSE | 0 | FALSE | 0 | FALSE | 0 | FALSE | 0 | FALSE | 0 | FALSE | 0 | FALSE | 0 | FALSE | 0 | FALSE | 0 | FALSE | 0 | FALSE | 0 | FALSE | 0 | FALSE | 0 | FALSE | 0
50 |  | 0 | 1703 | FALSE | 0 | FALSE | 0 | FALSE | 0 | FALSE | 0 | FALSE | 0 | FALSE | 0 | FALSE | 0 | FALSE | 0 | FALSE | 0 | FALSE | 0 | FALSE | 0 | FALSE | 0 | FALSE | 0 | FALSE | 0 | FALSE | 0 | FALSE | 0 | FALSE | 0 | FALSE | 0 | FALSE | 0 | FALSE | 0 | FALSE | 0 | FALSE | 0 | FALSE | 0 | FALSE | 0 | FALSE | 0 | FALSE | 0 | FALSE | 0 | FALSE | 0 | FALSE | 0 | FALSE | 0 | TRUE | 900 | FALSE | 0 | FALSE | 0 | FALSE | 0 | FALSE | 0 | FALSE | 0 | FALSE | 0 | FALSE | 0 | FALSE | 0 | FALSE | 0 | FALSE | 0 | FALSE | 0 | FALSE | 0 | FALSE | 0 | FALSE | 0 | FALSE | 0 | FALSE | 0 | FALSE | 0 | FALSE | 0 | FALSE | 0 | FALSE | 0
50 |  | 0 | 1702 | FALSE | 0 | FALSE | 0 | FALSE | 0 | FALSE | 0 | FALSE | 0 | FALSE | 0 | FALSE | 0 | FALSE | 0 | FALSE | 0 | FALSE | 0 | FALSE | 0 | FALSE | 0 | FALSE | 0 | FALSE | 0 | FALSE | 0 | FALSE | 0 | FALSE | 0 | FALSE | 0 | FALSE | 0 | FALSE | 0 | FALSE | 0 | FALSE | 0 | FALSE | 0 | FALSE | 0 | FALSE | 0 | FALSE | 0 | FALSE | 0 | FALSE | 0 | FALSE | 0 | FALSE | 0 | TRUE | 900 | FALSE | 0 | FALSE | 0 | FALSE | 0 | FALSE | 0 | FALSE | 0 | FALSE | 0 | FALSE | 0 | FALSE | 0 | FALSE | 0 | FALSE | 0 | FALSE | 0 | FALSE | 0 | FALSE | 0 | FALSE | 0 | FALSE | 0 | FALSE | 0 | FALSE | 0 | FALSE | 0 | FALSE | 0 | FALSE | 0
50 |  | 0 | 1701 | FALSE | 0 | FALSE | 0 | FALSE | 0 | FALSE | 0 | FALSE | 0 | FALSE | 0 | FALSE | 0 | FALSE | 0 | FALSE | 0 | FALSE | 0 | FALSE | 0 | FALSE | 0 | FALSE | 0 | FALSE | 0 | FALSE | 0 | FALSE | 0 | FALSE | 0 | FALSE | 0 | FALSE | 0 | FALSE | 0 | FALSE | 0 | FALSE | 0 | FALSE | 0 | FALSE | 0 | FALSE | 0 | FALSE | 0 | FALSE | 0 | FALSE | 0 | FALSE | 0 | FALSE | 0 | TRUE | 900 | FALSE | 0 | FALSE | 0 | FALSE | 0 | FALSE | 0 | FALSE | 0 | FALSE | 0 | FALSE | 0 | FALSE | 0 | FALSE | 0 | FALSE | 0 | FALSE | 0 | FALSE | 0 | FALSE | 0 | FALSE | 0 | FALSE | 0 | FALSE | 0 | FALSE | 0 | FALSE | 0 | FALSE | 0 | FALSE | 0
50 |  | 0 | 1700 | FALSE | 0 | FALSE | 0 | FALSE | 0 | FALSE | 0 | FALSE | 0 | FALSE | 0 | FALSE | 0 | FALSE | 0 | FALSE | 0 | FALSE | 0 | FALSE | 0 | FALSE | 0 | FALSE | 0 | FALSE | 0 | FALSE | 0 | FALSE | 0 | FALSE | 0 | FALSE | 0 | FALSE | 0 | FALSE | 0 | FALSE | 0 | FALSE | 0 | FALSE | 0 | FALSE | 0 | FALSE | 0 | FALSE | 0 | FALSE | 0 | FALSE | 0 | FALSE | 0 | FALSE | 0 | TRUE | 900 | FALSE | 0 | FALSE | 0 | FALSE | 0 | FALSE | 0 | FALSE | 0 | FALSE | 0 | FALSE | 0 | FALSE | 0 | FALSE | 0 | FALSE | 0 | FALSE | 0 | FALSE | 0 | FALSE | 0 | FALSE | 0 | FALSE | 0 | FALSE | 0 | FALSE | 0 | FALSE | 0 | FALSE | 0 | FALSE | 0
50 |  | 0 | 1699 | FALSE | 0 | FALSE | 0 | FALSE | 0 | FALSE | 0 | FALSE | 0 | FALSE | 0 | FALSE | 0 | FALSE | 0 | FALSE | 0 | FALSE | 0 | FALSE | 0 | FALSE | 0 | FALSE | 0 | FALSE | 0 | FALSE | 0 | FALSE | 0 | FALSE | 0 | FALSE | 0 | FALSE | 0 | FALSE | 0 | FALSE | 0 | FALSE | 0 | FALSE | 0 | FALSE | 0 | FALSE | 0 | FALSE | 0 | FALSE | 0 | FALSE | 0 | FALSE | 0 | FALSE | 0 | TRUE | 900 | FALSE | 0 | FALSE | 0 | FALSE | 0 | FALSE | 0 | FALSE | 0 | FALSE | 0 | FALSE | 0 | FALSE | 0 | FALSE | 0 | FALSE | 0 | FALSE | 0 | FALSE | 0 | FALSE | 0 | FALSE | 0 | FALSE | 0 | FALSE | 0 | FALSE | 0 | FALSE | 0 | FALSE | 0 | FALSE | 0
50 |  | 0 | 1698 | FALSE | 0 | FALSE | 0 | FALSE | 0 | FALSE | 0 | FALSE | 0 | FALSE | 0 | FALSE | 0 | FALSE | 0 | FALSE | 0 | FALSE | 0 | FALSE | 0 | FALSE | 0 | FALSE | 0 | FALSE | 0 | FALSE | 0 | FALSE | 0 | FALSE | 0 | FALSE | 0 | FALSE | 0 | FALSE | 0 | FALSE | 0 | FALSE | 0 | FALSE | 0 | FALSE | 0 | FALSE | 0 | FALSE | 0 | FALSE | 0 | FALSE | 0 | FALSE | 0 | FALSE | 0 | TRUE | 900 | FALSE | 0 | FALSE | 0 | FALSE | 0 | FALSE | 0 | FALSE | 0 | FALSE | 0 | FALSE | 0 | FALSE | 0 | FALSE | 0 | FALSE | 0 | FALSE | 0 | FALSE | 0 | FALSE | 0 | FALSE | 0 | FALSE | 0 | FALSE | 0 | FALSE | 0 | FALSE | 0 | FALSE | 0 | FALSE | 0
50 |  | 0 | 1697 | FALSE | 0 | FALSE | 0 | FALSE | 0 | FALSE | 0 | FALSE | 0 | FALSE | 0 | FALSE | 0 | FALSE | 0 | FALSE | 0 | FALSE | 0 | FALSE | 0 | FALSE | 0 | FALSE | 0 | FALSE | 0 | FALSE | 0 | FALSE | 0 | FALSE | 0 | FALSE | 0 | FALSE | 0 | FALSE | 0 | FALSE | 0 | FALSE | 0 | FALSE | 0 | FALSE | 0 | FALSE | 0 | FALSE | 0 | FALSE | 0 | FALSE | 0 | FALSE | 0 | FALSE | 0 | TRUE | 900 | FALSE | 0 | FALSE | 0 | FALSE | 0 | FALSE | 0 | FALSE | 0 | FALSE | 0 | FALSE | 0 | FALSE | 0 | FALSE | 0 | FALSE | 0 | FALSE | 0 | FALSE | 0 | FALSE | 0 | FALSE | 0 | FALSE | 0 | FALSE | 0 | FALSE | 0 | FALSE | 0 | FALSE | 0 | FALSE | 0
50 |  | 0 | 1696 | FALSE | 0 | FALSE | 0 | FALSE | 0 | FALSE | 0 | FALSE | 0 | FALSE | 0 | FALSE | 0 | FALSE | 0 | FALSE | 0 | FALSE | 0 | FALSE | 0 | FALSE | 0 | FALSE | 0 | FALSE | 0 | FALSE | 0 | FALSE | 0 | FALSE | 0 | FALSE | 0 | FALSE | 0 | FALSE | 0 | FALSE | 0 | FALSE | 0 | FALSE | 0 | FALSE | 0 | FALSE | 0 | FALSE | 0 | FALSE | 0 | FALSE | 0 | FALSE | 0 | FALSE | 0 | TRUE | 900 | FALSE | 0 | FALSE | 0 | FALSE | 0 | FALSE | 0 | FALSE | 0 | FALSE | 0 | FALSE | 0 | FALSE | 0 | FALSE | 0 | FALSE | 0 | FALSE | 0 | FALSE | 0 | FALSE | 0 | FALSE | 0 | FALSE | 0 | FALSE | 0 | FALSE | 0 | FALSE | 0 | FALSE | 0 | FALSE | 0
50 |  | 0 | 1695 | FALSE | 0 | FALSE | 0 | FALSE | 0 | FALSE | 0 | FALSE | 0 | FALSE | 0 | FALSE | 0 | FALSE | 0 | FALSE | 0 | FALSE | 0 | FALSE | 0 | FALSE | 0 | FALSE | 0 | FALSE | 0 | FALSE | 0 | FALSE | 0 | FALSE | 0 | FALSE | 0 | FALSE | 0 | FALSE | 0 | FALSE | 0 | FALSE | 0 | FALSE | 0 | FALSE | 0 | FALSE | 0 | FALSE | 0 | FALSE | 0 | FALSE | 0 | FALSE | 0 | FALSE | 0 | TRUE | 900 | FALSE | 0 | FALSE | 0 | FALSE | 0 | FALSE | 0 | FALSE | 0 | FALSE | 0 | FALSE | 0 | FALSE | 0 | FALSE | 0 | FALSE | 0 | FALSE | 0 | FALSE | 0 | FALSE | 0 | FALSE | 0 | FALSE | 0 | FALSE | 0 | FALSE | 0 | FALSE | 0 | FALSE | 0 | FALSE | 0
50 |  | 0 | 1694 | FALSE | 0 | FALSE | 0 | FALSE | 0 | FALSE | 0 | FALSE | 0 | FALSE | 0 | FALSE | 0 | FALSE | 0 | FALSE | 0 | FALSE | 0 | FALSE | 0 | FALSE | 0 | FALSE | 0 | FALSE | 0 | FALSE | 0 | FALSE | 0 | FALSE | 0 | FALSE | 0 | FALSE | 0 | FALSE | 0 | FALSE | 0 | FALSE | 0 | FALSE | 0 | FALSE | 0 | FALSE | 0 | FALSE | 0 | FALSE | 0 | FALSE | 0 | FALSE | 0 | FALSE | 0 | TRUE | 900 | FALSE | 0 | FALSE | 0 | FALSE | 0 | FALSE | 0 | FALSE | 0 | FALSE | 0 | FALSE | 0 | FALSE | 0 | FALSE | 0 | FALSE | 0 | FALSE | 0 | FALSE | 0 | FALSE | 0 | FALSE | 0 | FALSE | 0 | FALSE | 0 | FALSE | 0 | FALSE | 0 | FALSE | 0 | FALSE | 0
50 |  | 0 | 1693 | FALSE | 0 | FALSE | 0 | FALSE | 0 | FALSE | 0 | FALSE | 0 | FALSE | 0 | FALSE | 0 | FALSE | 0 | FALSE | 0 | FALSE | 0 | FALSE | 0 | FALSE | 0 | FALSE | 0 | FALSE | 0 | FALSE | 0 | FALSE | 0 | FALSE | 0 | FALSE | 0 | FALSE | 0 | FALSE | 0 | FALSE | 0 | FALSE | 0 | FALSE | 0 | FALSE | 0 | FALSE | 0 | FALSE | 0 | FALSE | 0 | FALSE | 0 | FALSE | 0 | FALSE | 0 | TRUE | 900 | FALSE | 0 | FALSE | 0 | FALSE | 0 | FALSE | 0 | FALSE | 0 | FALSE | 0 | FALSE | 0 | FALSE | 0 | FALSE | 0 | FALSE | 0 | FALSE | 0 | FALSE | 0 | FALSE | 0 | FALSE | 0 | FALSE | 0 | FALSE | 0 | FALSE | 0 | FALSE | 0 | FALSE | 0 | FALSE | 0
50 |  | 0 | 1692 | FALSE | 0 | FALSE | 0 | FALSE | 0 | FALSE | 0 | FALSE | 0 | FALSE | 0 | FALSE | 0 | FALSE | 0 | FALSE | 0 | FALSE | 0 | FALSE | 0 | FALSE | 0 | FALSE | 0 | FALSE | 0 | FALSE | 0 | FALSE | 0 | FALSE | 0 | FALSE | 0 | FALSE | 0 | FALSE | 0 | FALSE | 0 | FALSE | 0 | FALSE | 0 | FALSE | 0 | FALSE | 0 | FALSE | 0 | FALSE | 0 | FALSE | 0 | FALSE | 0 | FALSE | 0 | TRUE | 900 | FALSE | 0 | FALSE | 0 | FALSE | 0 | FALSE | 0 | FALSE | 0 | FALSE | 0 | FALSE | 0 | FALSE | 0 | FALSE | 0 | FALSE | 0 | FALSE | 0 | FALSE | 0 | FALSE | 0 | FALSE | 0 | FALSE | 0 | FALSE | 0 | FALSE | 0 | FALSE | 0 | FALSE | 0 | FALSE | 0
50 |  | 0 | 1691 | FALSE | 0 | FALSE | 0 | FALSE | 0 | FALSE | 0 | FALSE | 0 | FALSE | 0 | FALSE | 0 | FALSE | 0 | FALSE | 0 | FALSE | 0 | FALSE | 0 | FALSE | 0 | FALSE | 0 | FALSE | 0 | FALSE | 0 | FALSE | 0 | FALSE | 0 | FALSE | 0 | FALSE | 0 | FALSE | 0 | FALSE | 0 | FALSE | 0 | FALSE | 0 | FALSE | 0 | FALSE | 0 | FALSE | 0 | FALSE | 0 | FALSE | 0 | FALSE | 0 | FALSE | 0 | TRUE | 900 | FALSE | 0 | FALSE | 0 | FALSE | 0 | FALSE | 0 | FALSE | 0 | FALSE | 0 | FALSE | 0 | FALSE | 0 | FALSE | 0 | FALSE | 0 | FALSE | 0 | FALSE | 0 | FALSE | 0 | FALSE | 0 | FALSE | 0 | FALSE | 0 | FALSE | 0 | FALSE | 0 | FALSE | 0 | FALSE | 0
50 |  | 0 | 1690 | FALSE | 0 | FALSE | 0 | FALSE | 0 | FALSE | 0 | FALSE | 0 | FALSE | 0 | FALSE | 0 | FALSE | 0 | FALSE | 0 | FALSE | 0 | FALSE | 0 | FALSE | 0 | FALSE | 0 | FALSE | 0 | FALSE | 0 | FALSE | 0 | FALSE | 0 | FALSE | 0 | FALSE | 0 | FALSE | 0 | FALSE | 0 | FALSE | 0 | FALSE | 0 | FALSE | 0 | FALSE | 0 | FALSE | 0 | FALSE | 0 | FALSE | 0 | FALSE | 0 | FALSE | 0 | TRUE | 900 | FALSE | 0 | FALSE | 0 | FALSE | 0 | FALSE | 0 | FALSE | 0 | FALSE | 0 | FALSE | 0 | FALSE | 0 | FALSE | 0 | FALSE | 0 | FALSE | 0 | FALSE | 0 | FALSE | 0 | FALSE | 0 | FALSE | 0 | FALSE | 0 | FALSE | 0 | FALSE | 0 | FALSE | 0 | FALSE | 0
50 |  | 0 | 1689 | FALSE | 0 | FALSE | 0 | FALSE | 0 | FALSE | 0 | FALSE | 0 | FALSE | 0 | FALSE | 0 | FALSE | 0 | FALSE | 0 | FALSE | 0 | FALSE | 0 | FALSE | 0 | FALSE | 0 | FALSE | 0 | FALSE | 0 | FALSE | 0 | FALSE | 0 | FALSE | 0 | FALSE | 0 | FALSE | 0 | FALSE | 0 | FALSE | 0 | FALSE | 0 | FALSE | 0 | FALSE | 0 | FALSE | 0 | FALSE | 0 | FALSE | 0 | FALSE | 0 | FALSE | 0 | TRUE | 900 | FALSE | 0 | FALSE | 0 | FALSE | 0 | FALSE | 0 | FALSE | 0 | FALSE | 0 | FALSE | 0 | FALSE | 0 | FALSE | 0 | FALSE | 0 | FALSE | 0 | FALSE | 0 | FALSE | 0 | FALSE | 0 | FALSE | 0 | FALSE | 0 | FALSE | 0 | FALSE | 0 | FALSE | 0 | FALSE | 0
50 |  | 0 | 1688 | FALSE | 0 | FALSE | 0 | FALSE | 0 | FALSE | 0 | FALSE | 0 | FALSE | 0 | FALSE | 0 | FALSE | 0 | FALSE | 0 | FALSE | 0 | FALSE | 0 | FALSE | 0 | FALSE | 0 | FALSE | 0 | FALSE | 0 | FALSE | 0 | FALSE | 0 | FALSE | 0 | FALSE | 0 | FALSE | 0 | FALSE | 0 | FALSE | 0 | FALSE | 0 | FALSE | 0 | FALSE | 0 | FALSE | 0 | FALSE | 0 | FALSE | 0 | FALSE | 0 | FALSE | 0 | TRUE | 900 | FALSE | 0 | FALSE | 0 | FALSE | 0 | FALSE | 0 | FALSE | 0 | FALSE | 0 | FALSE | 0 | FALSE | 0 | FALSE | 0 | FALSE | 0 | FALSE | 0 | FALSE | 0 | FALSE | 0 | FALSE | 0 | FALSE | 0 | FALSE | 0 | FALSE | 0 | FALSE | 0 | FALSE | 0 | FALSE | 0
50 |  | 0 | 1687 | FALSE | 0 | FALSE | 0 | FALSE | 0 | FALSE | 0 | FALSE | 0 | FALSE | 0 | FALSE | 0 | FALSE | 0 | FALSE | 0 | FALSE | 0 | FALSE | 0 | FALSE | 0 | FALSE | 0 | FALSE | 0 | FALSE | 0 | FALSE | 0 | FALSE | 0 | FALSE | 0 | FALSE | 0 | FALSE | 0 | FALSE | 0 | FALSE | 0 | FALSE | 0 | FALSE | 0 | FALSE | 0 | FALSE | 0 | FALSE | 0 | FALSE | 0 | FALSE | 0 | FALSE | 0 | TRUE | 900 | FALSE | 0 | FALSE | 0 | FALSE | 0 | FALSE | 0 | FALSE | 0 | FALSE | 0 | FALSE | 0 | FALSE | 0 | FALSE | 0 | FALSE | 0 | FALSE | 0 | FALSE | 0 | FALSE | 0 | FALSE | 0 | FALSE | 0 | FALSE | 0 | FALSE | 0 | FALSE | 0 | FALSE | 0 | FALSE | 0
50 |  | 0 | 1686 | FALSE | 0 | FALSE | 0 | FALSE | 0 | FALSE | 0 | FALSE | 0 | FALSE | 0 | FALSE | 0 | FALSE | 0 | FALSE | 0 | FALSE | 0 | FALSE | 0 | FALSE | 0 | FALSE | 0 | FALSE | 0 | FALSE | 0 | FALSE | 0 | FALSE | 0 | FALSE | 0 | FALSE | 0 | FALSE | 0 | FALSE | 0 | FALSE | 0 | FALSE | 0 | FALSE | 0 | FALSE | 0 | FALSE | 0 | FALSE | 0 | FALSE | 0 | FALSE | 0 | FALSE | 0 | TRUE | 900 | FALSE | 0 | FALSE | 0 | FALSE | 0 | FALSE | 0 | FALSE | 0 | FALSE | 0 | FALSE | 0 | FALSE | 0 | FALSE | 0 | FALSE | 0 | FALSE | 0 | FALSE | 0 | FALSE | 0 | FALSE | 0 | FALSE | 0 | FALSE | 0 | FALSE | 0 | FALSE | 0 | FALSE | 0 | FALSE | 0
50 |  | 0 | 1685 | FALSE | 0 | FALSE | 0 | FALSE | 0 | FALSE | 0 | FALSE | 0 | FALSE | 0 | FALSE | 0 | FALSE | 0 | FALSE | 0 | FALSE | 0 | FALSE | 0 | FALSE | 0 | FALSE | 0 | FALSE | 0 | FALSE | 0 | FALSE | 0 | FALSE | 0 | FALSE | 0 | FALSE | 0 | FALSE | 0 | FALSE | 0 | FALSE | 0 | FALSE | 0 | FALSE | 0 | FALSE | 0 | FALSE | 0 | FALSE | 0 | FALSE | 0 | FALSE | 0 | FALSE | 0 | TRUE | 900 | FALSE | 0 | FALSE | 0 | FALSE | 0 | FALSE | 0 | FALSE | 0 | FALSE | 0 | FALSE | 0 | FALSE | 0 | FALSE | 0 | FALSE | 0 | FALSE | 0 | FALSE | 0 | FALSE | 0 | FALSE | 0 | FALSE | 0 | FALSE | 0 | FALSE | 0 | FALSE | 0 | FALSE | 0 | FALSE | 0
50 |  | 0 | 1684 | FALSE | 0 | FALSE | 0 | FALSE | 0 | FALSE | 0 | FALSE | 0 | FALSE | 0 | FALSE | 0 | FALSE | 0 | FALSE | 0 | FALSE | 0 | FALSE | 0 | FALSE | 0 | FALSE | 0 | FALSE | 0 | FALSE | 0 | FALSE | 0 | FALSE | 0 | FALSE | 0 | FALSE | 0 | FALSE | 0 | FALSE | 0 | FALSE | 0 | FALSE | 0 | FALSE | 0 | FALSE | 0 | FALSE | 0 | FALSE | 0 | FALSE | 0 | FALSE | 0 | FALSE | 0 | TRUE | 900 | FALSE | 0 | FALSE | 0 | FALSE | 0 | FALSE | 0 | FALSE | 0 | FALSE | 0 | FALSE | 0 | FALSE | 0 | FALSE | 0 | FALSE | 0 | FALSE | 0 | FALSE | 0 | FALSE | 0 | FALSE | 0 | FALSE | 0 | FALSE | 0 | FALSE | 0 | FALSE | 0 | FALSE | 0 | FALSE | 0
50 |  | 0 | 1683 | FALSE | 0 | FALSE | 0 | FALSE | 0 | FALSE | 0 | FALSE | 0 | FALSE | 0 | FALSE | 0 | FALSE | 0 | FALSE | 0 | FALSE | 0 | FALSE | 0 | FALSE | 0 | FALSE | 0 | FALSE | 0 | FALSE | 0 | FALSE | 0 | FALSE | 0 | FALSE | 0 | FALSE | 0 | FALSE | 0 | FALSE | 0 | FALSE | 0 | FALSE | 0 | FALSE | 0 | FALSE | 0 | FALSE | 0 | FALSE | 0 | FALSE | 0 | FALSE | 0 | FALSE | 0 | TRUE | 900 | FALSE | 0 | FALSE | 0 | FALSE | 0 | FALSE | 0 | FALSE | 0 | FALSE | 0 | FALSE | 0 | FALSE | 0 | FALSE | 0 | FALSE | 0 | FALSE | 0 | FALSE | 0 | FALSE | 0 | FALSE | 0 | FALSE | 0 | FALSE | 0 | FALSE | 0 | FALSE | 0 | FALSE | 0 | FALSE | 0
50 |  | 0 | 1682 | FALSE | 0 | FALSE | 0 | FALSE | 0 | FALSE | 0 | FALSE | 0 | FALSE | 0 | FALSE | 0 | FALSE | 0 | FALSE | 0 | FALSE | 0 | FALSE | 0 | FALSE | 0 | FALSE | 0 | FALSE | 0 | FALSE | 0 | FALSE | 0 | FALSE | 0 | FALSE | 0 | FALSE | 0 | FALSE | 0 | FALSE | 0 | FALSE | 0 | FALSE | 0 | FALSE | 0 | FALSE | 0 | FALSE | 0 | FALSE | 0 | FALSE | 0 | FALSE | 0 | FALSE | 0 | TRUE | 900 | FALSE | 0 | FALSE | 0 | FALSE | 0 | FALSE | 0 | FALSE | 0 | FALSE | 0 | FALSE | 0 | FALSE | 0 | FALSE | 0 | FALSE | 0 | FALSE | 0 | FALSE | 0 | FALSE | 0 | FALSE | 0 | FALSE | 0 | FALSE | 0 | FALSE | 0 | FALSE | 0 | FALSE | 0 | FALSE | 0
50 |  | 0 | 1681 | FALSE | 0 | FALSE | 0 | FALSE | 0 | FALSE | 0 | FALSE | 0 | FALSE | 0 | FALSE | 0 | FALSE | 0 | FALSE | 0 | FALSE | 0 | FALSE | 0 | FALSE | 0 | FALSE | 0 | FALSE | 0 | FALSE | 0 | FALSE | 0 | FALSE | 0 | FALSE | 0 | FALSE | 0 | FALSE | 0 | FALSE | 0 | FALSE | 0 | FALSE | 0 | FALSE | 0 | FALSE | 0 | FALSE | 0 | FALSE | 0 | FALSE | 0 | FALSE | 0 | FALSE | 0 | TRUE | 900 | FALSE | 0 | FALSE | 0 | FALSE | 0 | FALSE | 0 | FALSE | 0 | FALSE | 0 | FALSE | 0 | FALSE | 0 | FALSE | 0 | FALSE | 0 | FALSE | 0 | FALSE | 0 | FALSE | 0 | FALSE | 0 | FALSE | 0 | FALSE | 0 | FALSE | 0 | FALSE | 0 | FALSE | 0 | FALSE | 0
50 |  | 0 | 1680 | FALSE | 0 | FALSE | 0 | FALSE | 0 | FALSE | 0 | FALSE | 0 | FALSE | 0 | FALSE | 0 | FALSE | 0 | FALSE | 0 | FALSE | 0 | FALSE | 0 | FALSE | 0 | FALSE | 0 | FALSE | 0 | FALSE | 0 | FALSE | 0 | FALSE | 0 | FALSE | 0 | FALSE | 0 | FALSE | 0 | FALSE | 0 | FALSE | 0 | FALSE | 0 | FALSE | 0 | FALSE | 0 | FALSE | 0 | FALSE | 0 | FALSE | 0 | FALSE | 0 | FALSE | 0 | TRUE | 900 | FALSE | 0 | FALSE | 0 | FALSE | 0 | FALSE | 0 | FALSE | 0 | FALSE | 0 | FALSE | 0 | FALSE | 0 | FALSE | 0 | FALSE | 0 | FALSE | 0 | FALSE | 0 | FALSE | 0 | FALSE | 0 | FALSE | 0 | FALSE | 0 | FALSE | 0 | FALSE | 0 | FALSE | 0 | FALSE | 0
50 |  | 0 | 1679 | FALSE | 0 | FALSE | 0 | FALSE | 0 | FALSE | 0 | FALSE | 0 | FALSE | 0 | FALSE | 0 | FALSE | 0 | FALSE | 0 | FALSE | 0 | FALSE | 0 | FALSE | 0 | FALSE | 0 | FALSE | 0 | FALSE | 0 | FALSE | 0 | FALSE | 0 | FALSE | 0 | FALSE | 0 | FALSE | 0 | FALSE | 0 | FALSE | 0 | FALSE | 0 | FALSE | 0 | FALSE | 0 | FALSE | 0 | FALSE | 0 | FALSE | 0 | FALSE | 0 | FALSE | 0 | TRUE | 900 | FALSE | 0 | FALSE | 0 | FALSE | 0 | FALSE | 0 | FALSE | 0 | FALSE | 0 | FALSE | 0 | FALSE | 0 | FALSE | 0 | FALSE | 0 | FALSE | 0 | FALSE | 0 | FALSE | 0 | FALSE | 0 | FALSE | 0 | FALSE | 0 | FALSE | 0 | FALSE | 0 | FALSE | 0 | FALSE | 0
50 |  | 0 | 1678 | FALSE | 0 | FALSE | 0 | FALSE | 0 | FALSE | 0 | FALSE | 0 | FALSE | 0 | FALSE | 0 | FALSE | 0 | FALSE | 0 | FALSE | 0 | FALSE | 0 | FALSE | 0 | FALSE | 0 | FALSE | 0 | FALSE | 0 | FALSE | 0 | FALSE | 0 | FALSE | 0 | FALSE | 0 | FALSE | 0 | FALSE | 0 | FALSE | 0 | FALSE | 0 | FALSE | 0 | FALSE | 0 | FALSE | 0 | FALSE | 0 | FALSE | 0 | FALSE | 0 | FALSE | 0 | TRUE | 900 | FALSE | 0 | FALSE | 0 | FALSE | 0 | FALSE | 0 | FALSE | 0 | FALSE | 0 | FALSE | 0 | FALSE | 0 | FALSE | 0 | FALSE | 0 | FALSE | 0 | FALSE | 0 | FALSE | 0 | FALSE | 0 | FALSE | 0 | FALSE | 0 | FALSE | 0 | FALSE | 0 | FALSE | 0 | FALSE | 0
50 |  | 0 | 1677 | FALSE | 0 | FALSE | 0 | FALSE | 0 | FALSE | 0 | FALSE | 0 | FALSE | 0 | FALSE | 0 | FALSE | 0 | FALSE | 0 | FALSE | 0 | FALSE | 0 | FALSE | 0 | FALSE | 0 | FALSE | 0 | FALSE | 0 | FALSE | 0 | FALSE | 0 | FALSE | 0 | FALSE | 0 | FALSE | 0 | FALSE | 0 | FALSE | 0 | FALSE | 0 | FALSE | 0 | FALSE | 0 | FALSE | 0 | FALSE | 0 | FALSE | 0 | FALSE | 0 | FALSE | 0 | TRUE | 900 | FALSE | 0 | FALSE | 0 | FALSE | 0 | FALSE | 0 | FALSE | 0 | FALSE | 0 | FALSE | 0 | FALSE | 0 | FALSE | 0 | FALSE | 0 | FALSE | 0 | FALSE | 0 | FALSE | 0 | FALSE | 0 | FALSE | 0 | FALSE | 0 | FALSE | 0 | FALSE | 0 | FALSE | 0 | FALSE | 0
50 |  | 0 | 1676 | FALSE | 0 | FALSE | 0 | FALSE | 0 | FALSE | 0 | FALSE | 0 | FALSE | 0 | FALSE | 0 | FALSE | 0 | FALSE | 0 | FALSE | 0 | FALSE | 0 | FALSE | 0 | FALSE | 0 | FALSE | 0 | FALSE | 0 | FALSE | 0 | FALSE | 0 | FALSE | 0 | FALSE | 0 | FALSE | 0 | FALSE | 0 | FALSE | 0 | FALSE | 0 | FALSE | 0 | FALSE | 0 | FALSE | 0 | FALSE | 0 | FALSE | 0 | FALSE | 0 | FALSE | 0 | TRUE | 900 | FALSE | 0 | FALSE | 0 | FALSE | 0 | FALSE | 0 | FALSE | 0 | FALSE | 0 | FALSE | 0 | FALSE | 0 | FALSE | 0 | FALSE | 0 | FALSE | 0 | FALSE | 0 | FALSE | 0 | FALSE | 0 | FALSE | 0 | FALSE | 0 | FALSE | 0 | FALSE | 0 | FALSE | 0 | FALSE | 0
50 |  | 0 | 1675 | FALSE | 0 | FALSE | 0 | FALSE | 0 | FALSE | 0 | FALSE | 0 | FALSE | 0 | FALSE | 0 | FALSE | 0 | FALSE | 0 | FALSE | 0 | FALSE | 0 | FALSE | 0 | FALSE | 0 | FALSE | 0 | FALSE | 0 | FALSE | 0 | FALSE | 0 | FALSE | 0 | FALSE | 0 | FALSE | 0 | FALSE | 0 | FALSE | 0 | FALSE | 0 | FALSE | 0 | FALSE | 0 | FALSE | 0 | FALSE | 0 | FALSE | 0 | FALSE | 0 | FALSE | 0 | TRUE | 900 | FALSE | 0 | FALSE | 0 | FALSE | 0 | FALSE | 0 | FALSE | 0 | FALSE | 0 | FALSE | 0 | FALSE | 0 | FALSE | 0 | FALSE | 0 | FALSE | 0 | FALSE | 0 | FALSE | 0 | FALSE | 0 | FALSE | 0 | FALSE | 0 | FALSE | 0 | FALSE | 0 | FALSE | 0 | FALSE | 0
50 |  | 0 | 1674 | FALSE | 0 | FALSE | 0 | FALSE | 0 | FALSE | 0 | FALSE | 0 | FALSE | 0 | FALSE | 0 | FALSE | 0 | FALSE | 0 | FALSE | 0 | FALSE | 0 | FALSE | 0 | FALSE | 0 | FALSE | 0 | FALSE | 0 | FALSE | 0 | FALSE | 0 | FALSE | 0 | FALSE | 0 | FALSE | 0 | FALSE | 0 | FALSE | 0 | FALSE | 0 | FALSE | 0 | FALSE | 0 | FALSE | 0 | FALSE | 0 | FALSE | 0 | FALSE | 0 | FALSE | 0 | TRUE | 900 | FALSE | 0 | FALSE | 0 | FALSE | 0 | FALSE | 0 | FALSE | 0 | FALSE | 0 | FALSE | 0 | FALSE | 0 | FALSE | 0 | FALSE | 0 | FALSE | 0 | FALSE | 0 | FALSE | 0 | FALSE | 0 | FALSE | 0 | FALSE | 0 | FALSE | 0 | FALSE | 0 | FALSE | 0 | FALSE | 0
50 |  | 0 | 1673 | FALSE | 0 | FALSE | 0 | FALSE | 0 | FALSE | 0 | FALSE | 0 | FALSE | 0 | FALSE | 0 | FALSE | 0 | FALSE | 0 | FALSE | 0 | FALSE | 0 | FALSE | 0 | FALSE | 0 | FALSE | 0 | FALSE | 0 | FALSE | 0 | FALSE | 0 | FALSE | 0 | FALSE | 0 | FALSE | 0 | FALSE | 0 | FALSE | 0 | FALSE | 0 | FALSE | 0 | FALSE | 0 | FALSE | 0 | FALSE | 0 | FALSE | 0 | FALSE | 0 | FALSE | 0 | TRUE | 900 | FALSE | 0 | FALSE | 0 | FALSE | 0 | FALSE | 0 | FALSE | 0 | FALSE | 0 | FALSE | 0 | FALSE | 0 | FALSE | 0 | FALSE | 0 | FALSE | 0 | FALSE | 0 | FALSE | 0 | FALSE | 0 | FALSE | 0 | FALSE | 0 | FALSE | 0 | FALSE | 0 | FALSE | 0 | FALSE | 0
50 |  | 0 | 1672 | FALSE | 0 | FALSE | 0 | FALSE | 0 | FALSE | 0 | FALSE | 0 | FALSE | 0 | FALSE | 0 | FALSE | 0 | FALSE | 0 | FALSE | 0 | FALSE | 0 | FALSE | 0 | FALSE | 0 | FALSE | 0 | FALSE | 0 | FALSE | 0 | FALSE | 0 | FALSE | 0 | FALSE | 0 | FALSE | 0 | FALSE | 0 | FALSE | 0 | FALSE | 0 | FALSE | 0 | FALSE | 0 | FALSE | 0 | FALSE | 0 | FALSE | 0 | FALSE | 0 | FALSE | 0 | TRUE | 900 | FALSE | 0 | FALSE | 0 | FALSE | 0 | FALSE | 0 | FALSE | 0 | FALSE | 0 | FALSE | 0 | FALSE | 0 | FALSE | 0 | FALSE | 0 | FALSE | 0 | FALSE | 0 | FALSE | 0 | FALSE | 0 | FALSE | 0 | FALSE | 0 | FALSE | 0 | FALSE | 0 | FALSE | 0 | FALSE | 0
50 |  | 0 | 1671 | FALSE | 0 | FALSE | 0 | FALSE | 0 | FALSE | 0 | FALSE | 0 | FALSE | 0 | FALSE | 0 | FALSE | 0 | FALSE | 0 | FALSE | 0 | FALSE | 0 | FALSE | 0 | FALSE | 0 | FALSE | 0 | FALSE | 0 | FALSE | 0 | FALSE | 0 | FALSE | 0 | FALSE | 0 | FALSE | 0 | FALSE | 0 | FALSE | 0 | FALSE | 0 | FALSE | 0 | FALSE | 0 | FALSE | 0 | FALSE | 0 | FALSE | 0 | FALSE | 0 | FALSE | 0 | TRUE | 900 | FALSE | 0 | FALSE | 0 | FALSE | 0 | FALSE | 0 | FALSE | 0 | FALSE | 0 | FALSE | 0 | FALSE | 0 | FALSE | 0 | FALSE | 0 | FALSE | 0 | FALSE | 0 | FALSE | 0 | FALSE | 0 | FALSE | 0 | FALSE | 0 | FALSE | 0 | FALSE | 0 | FALSE | 0 | FALSE | 0
50 |  | 0 | 1670 | FALSE | 0 | FALSE | 0 | FALSE | 0 | FALSE | 0 | FALSE | 0 | FALSE | 0 | FALSE | 0 | FALSE | 0 | FALSE | 0 | FALSE | 0 | FALSE | 0 | FALSE | 0 | FALSE | 0 | FALSE | 0 | FALSE | 0 | FALSE | 0 | FALSE | 0 | FALSE | 0 | FALSE | 0 | FALSE | 0 | FALSE | 0 | FALSE | 0 | FALSE | 0 | FALSE | 0 | FALSE | 0 | FALSE | 0 | FALSE | 0 | FALSE | 0 | FALSE | 0 | FALSE | 0 | TRUE | 900 | FALSE | 0 | FALSE | 0 | FALSE | 0 | FALSE | 0 | FALSE | 0 | FALSE | 0 | FALSE | 0 | FALSE | 0 | FALSE | 0 | FALSE | 0 | FALSE | 0 | FALSE | 0 | FALSE | 0 | FALSE | 0 | FALSE | 0 | FALSE | 0 | FALSE | 0 | FALSE | 0 | FALSE | 0 | FALSE | 0
50 |  | 0 | 1669 | FALSE | 0 | FALSE | 0 | FALSE | 0 | FALSE | 0 | FALSE | 0 | FALSE | 0 | FALSE | 0 | FALSE | 0 | FALSE | 0 | FALSE | 0 | FALSE | 0 | FALSE | 0 | FALSE | 0 | FALSE | 0 | FALSE | 0 | FALSE | 0 | FALSE | 0 | FALSE | 0 | FALSE | 0 | FALSE | 0 | FALSE | 0 | FALSE | 0 | FALSE | 0 | FALSE | 0 | FALSE | 0 | FALSE | 0 | FALSE | 0 | FALSE | 0 | FALSE | 0 | FALSE | 0 | TRUE | 900 | FALSE | 0 | FALSE | 0 | FALSE | 0 | FALSE | 0 | FALSE | 0 | FALSE | 0 | FALSE | 0 | FALSE | 0 | FALSE | 0 | FALSE | 0 | FALSE | 0 | FALSE | 0 | FALSE | 0 | FALSE | 0 | FALSE | 0 | FALSE | 0 | FALSE | 0 | FALSE | 0 | FALSE | 0 | FALSE | 0
50 |  | 0 | 1668 | FALSE | 0 | FALSE | 0 | FALSE | 0 | FALSE | 0 | FALSE | 0 | FALSE | 0 | FALSE | 0 | FALSE | 0 | FALSE | 0 | FALSE | 0 | FALSE | 0 | FALSE | 0 | FALSE | 0 | FALSE | 0 | FALSE | 0 | FALSE | 0 | FALSE | 0 | FALSE | 0 | FALSE | 0 | FALSE | 0 | FALSE | 0 | FALSE | 0 | FALSE | 0 | FALSE | 0 | FALSE | 0 | FALSE | 0 | FALSE | 0 | FALSE | 0 | FALSE | 0 | FALSE | 0 | TRUE | 900 | FALSE | 0 | FALSE | 0 | FALSE | 0 | FALSE | 0 | FALSE | 0 | FALSE | 0 | FALSE | 0 | FALSE | 0 | FALSE | 0 | FALSE | 0 | FALSE | 0 | FALSE | 0 | FALSE | 0 | FALSE | 0 | FALSE | 0 | FALSE | 0 | FALSE | 0 | FALSE | 0 | FALSE | 0 | FALSE | 0
50 |  | 0 | 1667 | FALSE | 0 | FALSE | 0 | FALSE | 0 | FALSE | 0 | FALSE | 0 | FALSE | 0 | FALSE | 0 | FALSE | 0 | FALSE | 0 | FALSE | 0 | FALSE | 0 | FALSE | 0 | FALSE | 0 | FALSE | 0 | FALSE | 0 | FALSE | 0 | FALSE | 0 | FALSE | 0 | FALSE | 0 | FALSE | 0 | FALSE | 0 | FALSE | 0 | FALSE | 0 | FALSE | 0 | FALSE | 0 | FALSE | 0 | FALSE | 0 | FALSE | 0 | FALSE | 0 | FALSE | 0 | TRUE | 900 | FALSE | 0 | FALSE | 0 | FALSE | 0 | FALSE | 0 | FALSE | 0 | FALSE | 0 | FALSE | 0 | FALSE | 0 | FALSE | 0 | FALSE | 0 | FALSE | 0 | FALSE | 0 | FALSE | 0 | FALSE | 0 | FALSE | 0 | FALSE | 0 | FALSE | 0 | FALSE | 0 | FALSE | 0 | FALSE | 0
50 |  | 0 | 1666 | FALSE | 0 | FALSE | 0 | FALSE | 0 | FALSE | 0 | FALSE | 0 | FALSE | 0 | FALSE | 0 | FALSE | 0 | FALSE | 0 | FALSE | 0 | FALSE | 0 | FALSE | 0 | FALSE | 0 | FALSE | 0 | FALSE | 0 | FALSE | 0 | FALSE | 0 | FALSE | 0 | FALSE | 0 | FALSE | 0 | FALSE | 0 | FALSE | 0 | FALSE | 0 | FALSE | 0 | FALSE | 0 | FALSE | 0 | FALSE | 0 | FALSE | 0 | FALSE | 0 | FALSE | 0 | TRUE | 900 | FALSE | 0 | FALSE | 0 | FALSE | 0 | FALSE | 0 | FALSE | 0 | FALSE | 0 | FALSE | 0 | FALSE | 0 | FALSE | 0 | FALSE | 0 | FALSE | 0 | FALSE | 0 | FALSE | 0 | FALSE | 0 | FALSE | 0 | FALSE | 0 | FALSE | 0 | FALSE | 0 | FALSE | 0 | FALSE | 0
50 |  | 0 | 1665 | FALSE | 0 | FALSE | 0 | FALSE | 0 | FALSE | 0 | FALSE | 0 | FALSE | 0 | FALSE | 0 | FALSE | 0 | FALSE | 0 | FALSE | 0 | FALSE | 0 | FALSE | 0 | FALSE | 0 | FALSE | 0 | FALSE | 0 | FALSE | 0 | FALSE | 0 | FALSE | 0 | FALSE | 0 | FALSE | 0 | FALSE | 0 | FALSE | 0 | FALSE | 0 | FALSE | 0 | FALSE | 0 | FALSE | 0 | FALSE | 0 | FALSE | 0 | FALSE | 0 | FALSE | 0 | TRUE | 900 | FALSE | 0 | FALSE | 0 | FALSE | 0 | FALSE | 0 | FALSE | 0 | FALSE | 0 | FALSE | 0 | FALSE | 0 | FALSE | 0 | FALSE | 0 | FALSE | 0 | FALSE | 0 | FALSE | 0 | FALSE | 0 | FALSE | 0 | FALSE | 0 | FALSE | 0 | FALSE | 0 | FALSE | 0 | FALSE | 0
50 |  | 0 | 1664 | FALSE | 0 | FALSE | 0 | FALSE | 0 | FALSE | 0 | FALSE | 0 | FALSE | 0 | FALSE | 0 | FALSE | 0 | FALSE | 0 | FALSE | 0 | FALSE | 0 | FALSE | 0 | FALSE | 0 | FALSE | 0 | FALSE | 0 | FALSE | 0 | FALSE | 0 | FALSE | 0 | FALSE | 0 | FALSE | 0 | FALSE | 0 | FALSE | 0 | FALSE | 0 | FALSE | 0 | FALSE | 0 | FALSE | 0 | FALSE | 0 | FALSE | 0 | FALSE | 0 | FALSE | 0 | TRUE | 900 | FALSE | 0 | FALSE | 0 | FALSE | 0 | FALSE | 0 | FALSE | 0 | FALSE | 0 | FALSE | 0 | FALSE | 0 | FALSE | 0 | FALSE | 0 | FALSE | 0 | FALSE | 0 | FALSE | 0 | FALSE | 0 | FALSE | 0 | FALSE | 0 | FALSE | 0 | FALSE | 0 | FALSE | 0 | FALSE | 0
50 |  | 0 | 1663 | FALSE | 0 | FALSE | 0 | FALSE | 0 | FALSE | 0 | FALSE | 0 | FALSE | 0 | FALSE | 0 | FALSE | 0 | FALSE | 0 | FALSE | 0 | FALSE | 0 | FALSE | 0 | FALSE | 0 | FALSE | 0 | FALSE | 0 | FALSE | 0 | FALSE | 0 | FALSE | 0 | FALSE | 0 | FALSE | 0 | FALSE | 0 | FALSE | 0 | FALSE | 0 | FALSE | 0 | FALSE | 0 | FALSE | 0 | FALSE | 0 | FALSE | 0 | FALSE | 0 | FALSE | 0 | TRUE | 900 | FALSE | 0 | FALSE | 0 | FALSE | 0 | FALSE | 0 | FALSE | 0 | FALSE | 0 | FALSE | 0 | FALSE | 0 | FALSE | 0 | FALSE | 0 | FALSE | 0 | FALSE | 0 | FALSE | 0 | FALSE | 0 | FALSE | 0 | FALSE | 0 | FALSE | 0 | FALSE | 0 | FALSE | 0 | FALSE | 0
50 |  | 0 | 1662 | FALSE | 0 | FALSE | 0 | FALSE | 0 | FALSE | 0 | FALSE | 0 | FALSE | 0 | FALSE | 0 | FALSE | 0 | FALSE | 0 | FALSE | 0 | FALSE | 0 | FALSE | 0 | FALSE | 0 | FALSE | 0 | FALSE | 0 | FALSE | 0 | FALSE | 0 | FALSE | 0 | FALSE | 0 | FALSE | 0 | FALSE | 0 | FALSE | 0 | FALSE | 0 | FALSE | 0 | FALSE | 0 | FALSE | 0 | FALSE | 0 | FALSE | 0 | FALSE | 0 | FALSE | 0 | TRUE | 900 | FALSE | 0 | FALSE | 0 | FALSE | 0 | FALSE | 0 | FALSE | 0 | FALSE | 0 | FALSE | 0 | FALSE | 0 | FALSE | 0 | FALSE | 0 | FALSE | 0 | FALSE | 0 | FALSE | 0 | FALSE | 0 | FALSE | 0 | FALSE | 0 | FALSE | 0 | FALSE | 0 | FALSE | 0 | FALSE | 0
50 |  | 0 | 1661 | FALSE | 0 | FALSE | 0 | FALSE | 0 | FALSE | 0 | FALSE | 0 | FALSE | 0 | FALSE | 0 | FALSE | 0 | FALSE | 0 | FALSE | 0 | FALSE | 0 | FALSE | 0 | FALSE | 0 | FALSE | 0 | FALSE | 0 | FALSE | 0 | FALSE | 0 | FALSE | 0 | FALSE | 0 | FALSE | 0 | FALSE | 0 | FALSE | 0 | FALSE | 0 | FALSE | 0 | FALSE | 0 | FALSE | 0 | FALSE | 0 | FALSE | 0 | FALSE | 0 | FALSE | 0 | TRUE | 900 | FALSE | 0 | FALSE | 0 | FALSE | 0 | FALSE | 0 | FALSE | 0 | FALSE | 0 | FALSE | 0 | FALSE | 0 | FALSE | 0 | FALSE | 0 | FALSE | 0 | FALSE | 0 | FALSE | 0 | FALSE | 0 | FALSE | 0 | FALSE | 0 | FALSE | 0 | FALSE | 0 | FALSE | 0 | FALSE | 0
50 |  | 0 | 1660 | FALSE | 0 | FALSE | 0 | FALSE | 0 | FALSE | 0 | FALSE | 0 | FALSE | 0 | FALSE | 0 | FALSE | 0 | FALSE | 0 | FALSE | 0 | FALSE | 0 | FALSE | 0 | FALSE | 0 | FALSE | 0 | FALSE | 0 | FALSE | 0 | FALSE | 0 | FALSE | 0 | FALSE | 0 | FALSE | 0 | FALSE | 0 | FALSE | 0 | FALSE | 0 | FALSE | 0 | FALSE | 0 | FALSE | 0 | FALSE | 0 | FALSE | 0 | FALSE | 0 | FALSE | 0 | TRUE | 900 | FALSE | 0 | FALSE | 0 | FALSE | 0 | FALSE | 0 | FALSE | 0 | FALSE | 0 | FALSE | 0 | FALSE | 0 | FALSE | 0 | FALSE | 0 | FALSE | 0 | FALSE | 0 | FALSE | 0 | FALSE | 0 | FALSE | 0 | FALSE | 0 | FALSE | 0 | FALSE | 0 | FALSE | 0 | FALSE | 0
50 |  | 0 | 1659 | FALSE | 0 | FALSE | 0 | FALSE | 0 | FALSE | 0 | FALSE | 0 | FALSE | 0 | FALSE | 0 | FALSE | 0 | FALSE | 0 | FALSE | 0 | FALSE | 0 | FALSE | 0 | FALSE | 0 | FALSE | 0 | FALSE | 0 | FALSE | 0 | FALSE | 0 | FALSE | 0 | FALSE | 0 | FALSE | 0 | FALSE | 0 | FALSE | 0 | FALSE | 0 | FALSE | 0 | FALSE | 0 | FALSE | 0 | FALSE | 0 | FALSE | 0 | FALSE | 0 | FALSE | 0 | TRUE | 900 | FALSE | 0 | FALSE | 0 | FALSE | 0 | FALSE | 0 | FALSE | 0 | FALSE | 0 | FALSE | 0 | FALSE | 0 | FALSE | 0 | FALSE | 0 | FALSE | 0 | FALSE | 0 | FALSE | 0 | FALSE | 0 | FALSE | 0 | FALSE | 0 | FALSE | 0 | FALSE | 0 | FALSE | 0 | FALSE | 0
50 |  | 0 | 1658 | FALSE | 0 | FALSE | 0 | FALSE | 0 | FALSE | 0 | FALSE | 0 | FALSE | 0 | FALSE | 0 | FALSE | 0 | FALSE | 0 | FALSE | 0 | FALSE | 0 | FALSE | 0 | FALSE | 0 | FALSE | 0 | FALSE | 0 | FALSE | 0 | FALSE | 0 | FALSE | 0 | FALSE | 0 | FALSE | 0 | FALSE | 0 | FALSE | 0 | FALSE | 0 | FALSE | 0 | FALSE | 0 | FALSE | 0 | FALSE | 0 | FALSE | 0 | FALSE | 0 | FALSE | 0 | TRUE | 900 | FALSE | 0 | FALSE | 0 | FALSE | 0 | FALSE | 0 | FALSE | 0 | FALSE | 0 | FALSE | 0 | FALSE | 0 | FALSE | 0 | FALSE | 0 | FALSE | 0 | FALSE | 0 | FALSE | 0 | FALSE | 0 | FALSE | 0 | FALSE | 0 | FALSE | 0 | FALSE | 0 | FALSE | 0 | FALSE | 0
50 |  | 0 | 1657 | FALSE | 0 | FALSE | 0 | FALSE | 0 | FALSE | 0 | FALSE | 0 | FALSE | 0 | FALSE | 0 | FALSE | 0 | FALSE | 0 | FALSE | 0 | FALSE | 0 | FALSE | 0 | FALSE | 0 | FALSE | 0 | FALSE | 0 | FALSE | 0 | FALSE | 0 | FALSE | 0 | FALSE | 0 | FALSE | 0 | FALSE | 0 | FALSE | 0 | FALSE | 0 | FALSE | 0 | FALSE | 0 | FALSE | 0 | FALSE | 0 | FALSE | 0 | FALSE | 0 | FALSE | 0 | TRUE | 900 | FALSE | 0 | FALSE | 0 | FALSE | 0 | FALSE | 0 | FALSE | 0 | FALSE | 0 | FALSE | 0 | FALSE | 0 | FALSE | 0 | FALSE | 0 | FALSE | 0 | FALSE | 0 | FALSE | 0 | FALSE | 0 | FALSE | 0 | FALSE | 0 | FALSE | 0 | FALSE | 0 | FALSE | 0 | FALSE | 0
50 |  | 0 | 1656 | FALSE | 0 | FALSE | 0 | FALSE | 0 | FALSE | 0 | FALSE | 0 | FALSE | 0 | FALSE | 0 | FALSE | 0 | FALSE | 0 | FALSE | 0 | FALSE | 0 | FALSE | 0 | FALSE | 0 | FALSE | 0 | FALSE | 0 | FALSE | 0 | FALSE | 0 | FALSE | 0 | FALSE | 0 | FALSE | 0 | FALSE | 0 | FALSE | 0 | FALSE | 0 | FALSE | 0 | FALSE | 0 | FALSE | 0 | FALSE | 0 | FALSE | 0 | FALSE | 0 | FALSE | 0 | TRUE | 900 | FALSE | 0 | FALSE | 0 | FALSE | 0 | FALSE | 0 | FALSE | 0 | FALSE | 0 | FALSE | 0 | FALSE | 0 | FALSE | 0 | FALSE | 0 | FALSE | 0 | FALSE | 0 | FALSE | 0 | FALSE | 0 | FALSE | 0 | FALSE | 0 | FALSE | 0 | FALSE | 0 | FALSE | 0 | FALSE | 0
50 |  | 0 | 1655 | FALSE | 0 | FALSE | 0 | FALSE | 0 | FALSE | 0 | FALSE | 0 | FALSE | 0 | FALSE | 0 | FALSE | 0 | FALSE | 0 | FALSE | 0 | FALSE | 0 | FALSE | 0 | FALSE | 0 | FALSE | 0 | FALSE | 0 | FALSE | 0 | FALSE | 0 | FALSE | 0 | FALSE | 0 | FALSE | 0 | FALSE | 0 | FALSE | 0 | FALSE | 0 | FALSE | 0 | FALSE | 0 | FALSE | 0 | FALSE | 0 | FALSE | 0 | FALSE | 0 | FALSE | 0 | TRUE | 900 | FALSE | 0 | FALSE | 0 | FALSE | 0 | FALSE | 0 | FALSE | 0 | FALSE | 0 | FALSE | 0 | FALSE | 0 | FALSE | 0 | FALSE | 0 | FALSE | 0 | FALSE | 0 | FALSE | 0 | FALSE | 0 | FALSE | 0 | FALSE | 0 | FALSE | 0 | FALSE | 0 | FALSE | 0 | FALSE | 0
50 |  | 0 | 1654 | FALSE | 0 | FALSE | 0 | FALSE | 0 | FALSE | 0 | FALSE | 0 | FALSE | 0 | FALSE | 0 | FALSE | 0 | FALSE | 0 | FALSE | 0 | FALSE | 0 | FALSE | 0 | FALSE | 0 | FALSE | 0 | FALSE | 0 | FALSE | 0 | FALSE | 0 | FALSE | 0 | FALSE | 0 | FALSE | 0 | FALSE | 0 | FALSE | 0 | FALSE | 0 | FALSE | 0 | FALSE | 0 | FALSE | 0 | FALSE | 0 | FALSE | 0 | FALSE | 0 | FALSE | 0 | TRUE | 900 | FALSE | 0 | FALSE | 0 | FALSE | 0 | FALSE | 0 | FALSE | 0 | FALSE | 0 | FALSE | 0 | FALSE | 0 | FALSE | 0 | FALSE | 0 | FALSE | 0 | FALSE | 0 | FALSE | 0 | FALSE | 0 | FALSE | 0 | FALSE | 0 | FALSE | 0 | FALSE | 0 | FALSE | 0 | FALSE | 0
50 |  | 0 | 1653 | FALSE | 0 | FALSE | 0 | FALSE | 0 | FALSE | 0 | FALSE | 0 | FALSE | 0 | FALSE | 0 | FALSE | 0 | FALSE | 0 | FALSE | 0 | FALSE | 0 | FALSE | 0 | FALSE | 0 | FALSE | 0 | FALSE | 0 | FALSE | 0 | FALSE | 0 | FALSE | 0 | FALSE | 0 | FALSE | 0 | FALSE | 0 | FALSE | 0 | FALSE | 0 | FALSE | 0 | FALSE | 0 | FALSE | 0 | FALSE | 0 | FALSE | 0 | FALSE | 0 | FALSE | 0 | TRUE | 900 | FALSE | 0 | FALSE | 0 | FALSE | 0 | FALSE | 0 | FALSE | 0 | FALSE | 0 | FALSE | 0 | FALSE | 0 | FALSE | 0 | FALSE | 0 | FALSE | 0 | FALSE | 0 | FALSE | 0 | FALSE | 0 | FALSE | 0 | FALSE | 0 | FALSE | 0 | FALSE | 0 | FALSE | 0 | FALSE | 0
50 |  | 0 | 1652 | FALSE | 0 | FALSE | 0 | FALSE | 0 | FALSE | 0 | FALSE | 0 | FALSE | 0 | FALSE | 0 | FALSE | 0 | FALSE | 0 | FALSE | 0 | FALSE | 0 | FALSE | 0 | FALSE | 0 | FALSE | 0 | FALSE | 0 | FALSE | 0 | FALSE | 0 | FALSE | 0 | FALSE | 0 | FALSE | 0 | FALSE | 0 | FALSE | 0 | FALSE | 0 | FALSE | 0 | FALSE | 0 | FALSE | 0 | FALSE | 0 | FALSE | 0 | FALSE | 0 | FALSE | 0 | TRUE | 900 | FALSE | 0 | FALSE | 0 | FALSE | 0 | FALSE | 0 | FALSE | 0 | FALSE | 0 | FALSE | 0 | FALSE | 0 | FALSE | 0 | FALSE | 0 | FALSE | 0 | FALSE | 0 | FALSE | 0 | FALSE | 0 | FALSE | 0 | FALSE | 0 | FALSE | 0 | FALSE | 0 | FALSE | 0 | FALSE | 0
50 |  | 0 | 1651 | FALSE | 0 | FALSE | 0 | FALSE | 0 | FALSE | 0 | FALSE | 0 | FALSE | 0 | FALSE | 0 | FALSE | 0 | FALSE | 0 | FALSE | 0 | FALSE | 0 | FALSE | 0 | FALSE | 0 | FALSE | 0 | FALSE | 0 | FALSE | 0 | FALSE | 0 | FALSE | 0 | FALSE | 0 | FALSE | 0 | FALSE | 0 | FALSE | 0 | FALSE | 0 | FALSE | 0 | FALSE | 0 | FALSE | 0 | FALSE | 0 | FALSE | 0 | FALSE | 0 | FALSE | 0 | TRUE | 900 | FALSE | 0 | FALSE | 0 | FALSE | 0 | FALSE | 0 | FALSE | 0 | FALSE | 0 | FALSE | 0 | FALSE | 0 | FALSE | 0 | FALSE | 0 | FALSE | 0 | FALSE | 0 | FALSE | 0 | FALSE | 0 | FALSE | 0 | FALSE | 0 | FALSE | 0 | FALSE | 0 | FALSE | 0 | FALSE | 0
50 |  | 0 | 1650 | FALSE | 0 | FALSE | 0 | FALSE | 0 | FALSE | 0 | FALSE | 0 | FALSE | 0 | FALSE | 0 | FALSE | 0 | FALSE | 0 | FALSE | 0 | FALSE | 0 | FALSE | 0 | FALSE | 0 | FALSE | 0 | FALSE | 0 | FALSE | 0 | FALSE | 0 | FALSE | 0 | FALSE | 0 | FALSE | 0 | FALSE | 0 | FALSE | 0 | FALSE | 0 | FALSE | 0 | FALSE | 0 | FALSE | 0 | FALSE | 0 | FALSE | 0 | FALSE | 0 | FALSE | 0 | TRUE | 900 | FALSE | 0 | FALSE | 0 | FALSE | 0 | FALSE | 0 | FALSE | 0 | FALSE | 0 | FALSE | 0 | FALSE | 0 | FALSE | 0 | FALSE | 0 | FALSE | 0 | FALSE | 0 | FALSE | 0 | FALSE | 0 | FALSE | 0 | FALSE | 0 | FALSE | 0 | FALSE | 0 | FALSE | 0 | FALSE | 0
50 |  | 0 | 1649 | FALSE | 0 | FALSE | 0 | FALSE | 0 | FALSE | 0 | FALSE | 0 | FALSE | 0 | FALSE | 0 | FALSE | 0 | FALSE | 0 | FALSE | 0 | FALSE | 0 | FALSE | 0 | FALSE | 0 | FALSE | 0 | FALSE | 0 | FALSE | 0 | FALSE | 0 | FALSE | 0 | FALSE | 0 | FALSE | 0 | FALSE | 0 | FALSE | 0 | FALSE | 0 | FALSE | 0 | FALSE | 0 | FALSE | 0 | FALSE | 0 | FALSE | 0 | FALSE | 0 | FALSE | 0 | TRUE | 900 | FALSE | 0 | FALSE | 0 | FALSE | 0 | FALSE | 0 | FALSE | 0 | FALSE | 0 | FALSE | 0 | FALSE | 0 | FALSE | 0 | FALSE | 0 | FALSE | 0 | FALSE | 0 | FALSE | 0 | FALSE | 0 | FALSE | 0 | FALSE | 0 | FALSE | 0 | FALSE | 0 | FALSE | 0 | FALSE | 0
50 |  | 0 | 1648 | FALSE | 0 | FALSE | 0 | FALSE | 0 | FALSE | 0 | FALSE | 0 | FALSE | 0 | FALSE | 0 | FALSE | 0 | FALSE | 0 | FALSE | 0 | FALSE | 0 | FALSE | 0 | FALSE | 0 | FALSE | 0 | FALSE | 0 | FALSE | 0 | FALSE | 0 | FALSE | 0 | FALSE | 0 | FALSE | 0 | FALSE | 0 | FALSE | 0 | FALSE | 0 | FALSE | 0 | FALSE | 0 | FALSE | 0 | FALSE | 0 | FALSE | 0 | FALSE | 0 | FALSE | 0 | TRUE | 900 | FALSE | 0 | FALSE | 0 | FALSE | 0 | FALSE | 0 | FALSE | 0 | FALSE | 0 | FALSE | 0 | FALSE | 0 | FALSE | 0 | FALSE | 0 | FALSE | 0 | FALSE | 0 | FALSE | 0 | FALSE | 0 | FALSE | 0 | FALSE | 0 | FALSE | 0 | FALSE | 0 | FALSE | 0 | FALSE | 0
50 |  | 0 | 1647 | FALSE | 0 | FALSE | 0 | FALSE | 0 | FALSE | 0 | FALSE | 0 | FALSE | 0 | FALSE | 0 | FALSE | 0 | FALSE | 0 | FALSE | 0 | FALSE | 0 | FALSE | 0 | FALSE | 0 | FALSE | 0 | FALSE | 0 | FALSE | 0 | FALSE | 0 | FALSE | 0 | FALSE | 0 | FALSE | 0 | FALSE | 0 | FALSE | 0 | FALSE | 0 | FALSE | 0 | FALSE | 0 | FALSE | 0 | FALSE | 0 | FALSE | 0 | FALSE | 0 | FALSE | 0 | TRUE | 900 | FALSE | 0 | FALSE | 0 | FALSE | 0 | FALSE | 0 | FALSE | 0 | FALSE | 0 | FALSE | 0 | FALSE | 0 | FALSE | 0 | FALSE | 0 | FALSE | 0 | FALSE | 0 | FALSE | 0 | FALSE | 0 | FALSE | 0 | FALSE | 0 | FALSE | 0 | FALSE | 0 | FALSE | 0 | FALSE | 0
50 |  | 0 | 1646 | FALSE | 0 | FALSE | 0 | FALSE | 0 | FALSE | 0 | FALSE | 0 | FALSE | 0 | FALSE | 0 | FALSE | 0 | FALSE | 0 | FALSE | 0 | FALSE | 0 | FALSE | 0 | FALSE | 0 | FALSE | 0 | FALSE | 0 | FALSE | 0 | FALSE | 0 | FALSE | 0 | FALSE | 0 | FALSE | 0 | FALSE | 0 | FALSE | 0 | FALSE | 0 | FALSE | 0 | FALSE | 0 | FALSE | 0 | FALSE | 0 | FALSE | 0 | FALSE | 0 | FALSE | 0 | TRUE | 900 | FALSE | 0 | FALSE | 0 | FALSE | 0 | FALSE | 0 | FALSE | 0 | FALSE | 0 | FALSE | 0 | FALSE | 0 | FALSE | 0 | FALSE | 0 | FALSE | 0 | FALSE | 0 | FALSE | 0 | FALSE | 0 | FALSE | 0 | FALSE | 0 | FALSE | 0 | FALSE | 0 | FALSE | 0 | FALSE | 0
50 |  | 0 | 1645 | FALSE | 0 | FALSE | 0 | FALSE | 0 | FALSE | 0 | FALSE | 0 | FALSE | 0 | FALSE | 0 | FALSE | 0 | FALSE | 0 | FALSE | 0 | FALSE | 0 | FALSE | 0 | FALSE | 0 | FALSE | 0 | FALSE | 0 | FALSE | 0 | FALSE | 0 | FALSE | 0 | FALSE | 0 | FALSE | 0 | FALSE | 0 | FALSE | 0 | FALSE | 0 | FALSE | 0 | FALSE | 0 | FALSE | 0 | FALSE | 0 | FALSE | 0 | FALSE | 0 | FALSE | 0 | TRUE | 900 | FALSE | 0 | FALSE | 0 | FALSE | 0 | FALSE | 0 | FALSE | 0 | FALSE | 0 | FALSE | 0 | FALSE | 0 | FALSE | 0 | FALSE | 0 | FALSE | 0 | FALSE | 0 | FALSE | 0 | FALSE | 0 | FALSE | 0 | FALSE | 0 | FALSE | 0 | FALSE | 0 | FALSE | 0 | FALSE | 0
50 |  | 0 | 1644 | FALSE | 0 | FALSE | 0 | FALSE | 0 | FALSE | 0 | FALSE | 0 | FALSE | 0 | FALSE | 0 | FALSE | 0 | FALSE | 0 | FALSE | 0 | FALSE | 0 | FALSE | 0 | FALSE | 0 | FALSE | 0 | FALSE | 0 | FALSE | 0 | FALSE | 0 | FALSE | 0 | FALSE | 0 | FALSE | 0 | FALSE | 0 | FALSE | 0 | FALSE | 0 | FALSE | 0 | FALSE | 0 | FALSE | 0 | FALSE | 0 | FALSE | 0 | FALSE | 0 | FALSE | 0 | TRUE | 900 | FALSE | 0 | FALSE | 0 | FALSE | 0 | FALSE | 0 | FALSE | 0 | FALSE | 0 | FALSE | 0 | FALSE | 0 | FALSE | 0 | FALSE | 0 | FALSE | 0 | FALSE | 0 | FALSE | 0 | FALSE | 0 | FALSE | 0 | FALSE | 0 | FALSE | 0 | FALSE | 0 | FALSE | 0 | FALSE | 0
50 |  | 0 | 1643 | FALSE | 0 | FALSE | 0 | FALSE | 0 | FALSE | 0 | FALSE | 0 | FALSE | 0 | FALSE | 0 | FALSE | 0 | FALSE | 0 | FALSE | 0 | FALSE | 0 | FALSE | 0 | FALSE | 0 | FALSE | 0 | FALSE | 0 | FALSE | 0 | FALSE | 0 | FALSE | 0 | FALSE | 0 | FALSE | 0 | FALSE | 0 | FALSE | 0 | FALSE | 0 | FALSE | 0 | FALSE | 0 | FALSE | 0 | FALSE | 0 | FALSE | 0 | FALSE | 0 | FALSE | 0 | TRUE | 900 | FALSE | 0 | FALSE | 0 | FALSE | 0 | FALSE | 0 | FALSE | 0 | FALSE | 0 | FALSE | 0 | FALSE | 0 | FALSE | 0 | FALSE | 0 | FALSE | 0 | FALSE | 0 | FALSE | 0 | FALSE | 0 | FALSE | 0 | FALSE | 0 | FALSE | 0 | FALSE | 0 | FALSE | 0 | FALSE | 0
50 |  | 0 | 1642 | FALSE | 0 | FALSE | 0 | FALSE | 0 | FALSE | 0 | FALSE | 0 | FALSE | 0 | FALSE | 0 | FALSE | 0 | FALSE | 0 | FALSE | 0 | FALSE | 0 | FALSE | 0 | FALSE | 0 | FALSE | 0 | FALSE | 0 | FALSE | 0 | FALSE | 0 | FALSE | 0 | FALSE | 0 | FALSE | 0 | FALSE | 0 | FALSE | 0 | FALSE | 0 | FALSE | 0 | FALSE | 0 | FALSE | 0 | FALSE | 0 | FALSE | 0 | FALSE | 0 | FALSE | 0 | TRUE | 900 | FALSE | 0 | FALSE | 0 | FALSE | 0 | FALSE | 0 | FALSE | 0 | FALSE | 0 | FALSE | 0 | FALSE | 0 | FALSE | 0 | FALSE | 0 | FALSE | 0 | FALSE | 0 | FALSE | 0 | FALSE | 0 | FALSE | 0 | FALSE | 0 | FALSE | 0 | FALSE | 0 | FALSE | 0 | FALSE | 0
50 |  | 0 | 1641 | FALSE | 0 | FALSE | 0 | FALSE | 0 | FALSE | 0 | FALSE | 0 | FALSE | 0 | FALSE | 0 | FALSE | 0 | FALSE | 0 | FALSE | 0 | FALSE | 0 | FALSE | 0 | FALSE | 0 | FALSE | 0 | FALSE | 0 | FALSE | 0 | FALSE | 0 | FALSE | 0 | FALSE | 0 | FALSE | 0 | FALSE | 0 | FALSE | 0 | FALSE | 0 | FALSE | 0 | FALSE | 0 | FALSE | 0 | FALSE | 0 | FALSE | 0 | FALSE | 0 | FALSE | 0 | TRUE | 900 | FALSE | 0 | FALSE | 0 | FALSE | 0 | FALSE | 0 | FALSE | 0 | FALSE | 0 | FALSE | 0 | FALSE | 0 | FALSE | 0 | FALSE | 0 | FALSE | 0 | FALSE | 0 | FALSE | 0 | FALSE | 0 | FALSE | 0 | FALSE | 0 | FALSE | 0 | FALSE | 0 | FALSE | 0 | FALSE | 0
50 |  | 0 | 1640 | FALSE | 0 | FALSE | 0 | FALSE | 0 | FALSE | 0 | FALSE | 0 | FALSE | 0 | FALSE | 0 | FALSE | 0 | FALSE | 0 | FALSE | 0 | FALSE | 0 | FALSE | 0 | FALSE | 0 | FALSE | 0 | FALSE | 0 | FALSE | 0 | FALSE | 0 | FALSE | 0 | FALSE | 0 | FALSE | 0 | FALSE | 0 | FALSE | 0 | FALSE | 0 | FALSE | 0 | FALSE | 0 | FALSE | 0 | FALSE | 0 | FALSE | 0 | FALSE | 0 | FALSE | 0 | TRUE | 900 | FALSE | 0 | FALSE | 0 | FALSE | 0 | FALSE | 0 | FALSE | 0 | FALSE | 0 | FALSE | 0 | FALSE | 0 | FALSE | 0 | FALSE | 0 | FALSE | 0 | FALSE | 0 | FALSE | 0 | FALSE | 0 | FALSE | 0 | FALSE | 0 | FALSE | 0 | FALSE | 0 | FALSE | 0 | FALSE | 0
50 |  | 0 | 1639 | FALSE | 0 | FALSE | 0 | FALSE | 0 | FALSE | 0 | FALSE | 0 | FALSE | 0 | FALSE | 0 | FALSE | 0 | FALSE | 0 | FALSE | 0 | FALSE | 0 | FALSE | 0 | FALSE | 0 | FALSE | 0 | FALSE | 0 | FALSE | 0 | FALSE | 0 | FALSE | 0 | FALSE | 0 | FALSE | 0 | FALSE | 0 | FALSE | 0 | FALSE | 0 | FALSE | 0 | FALSE | 0 | FALSE | 0 | FALSE | 0 | FALSE | 0 | FALSE | 0 | FALSE | 0 | TRUE | 900 | FALSE | 0 | FALSE | 0 | FALSE | 0 | FALSE | 0 | FALSE | 0 | FALSE | 0 | FALSE | 0 | FALSE | 0 | FALSE | 0 | FALSE | 0 | FALSE | 0 | FALSE | 0 | FALSE | 0 | FALSE | 0 | FALSE | 0 | FALSE | 0 | FALSE | 0 | FALSE | 0 | FALSE | 0 | FALSE | 0
50 |  | 0 | 1638 | FALSE | 0 | FALSE | 0 | FALSE | 0 | FALSE | 0 | FALSE | 0 | FALSE | 0 | FALSE | 0 | FALSE | 0 | FALSE | 0 | FALSE | 0 | FALSE | 0 | FALSE | 0 | FALSE | 0 | FALSE | 0 | FALSE | 0 | FALSE | 0 | FALSE | 0 | FALSE | 0 | FALSE | 0 | FALSE | 0 | FALSE | 0 | FALSE | 0 | FALSE | 0 | FALSE | 0 | FALSE | 0 | FALSE | 0 | FALSE | 0 | FALSE | 0 | FALSE | 0 | FALSE | 0 | TRUE | 900 | FALSE | 0 | FALSE | 0 | FALSE | 0 | FALSE | 0 | FALSE | 0 | FALSE | 0 | FALSE | 0 | FALSE | 0 | FALSE | 0 | FALSE | 0 | FALSE | 0 | FALSE | 0 | FALSE | 0 | FALSE | 0 | FALSE | 0 | FALSE | 0 | FALSE | 0 | FALSE | 0 | FALSE | 0 | FALSE | 0
50 |  | 0 | 1637 | FALSE | 0 | FALSE | 0 | FALSE | 0 | FALSE | 0 | FALSE | 0 | FALSE | 0 | FALSE | 0 | FALSE | 0 | FALSE | 0 | FALSE | 0 | FALSE | 0 | FALSE | 0 | FALSE | 0 | FALSE | 0 | FALSE | 0 | FALSE | 0 | FALSE | 0 | FALSE | 0 | FALSE | 0 | FALSE | 0 | FALSE | 0 | FALSE | 0 | FALSE | 0 | FALSE | 0 | FALSE | 0 | FALSE | 0 | FALSE | 0 | FALSE | 0 | FALSE | 0 | FALSE | 0 | TRUE | 900 | FALSE | 0 | FALSE | 0 | FALSE | 0 | FALSE | 0 | FALSE | 0 | FALSE | 0 | FALSE | 0 | FALSE | 0 | FALSE | 0 | FALSE | 0 | FALSE | 0 | FALSE | 0 | FALSE | 0 | FALSE | 0 | FALSE | 0 | FALSE | 0 | FALSE | 0 | FALSE | 0 | FALSE | 0 | FALSE | 0
50 |  | 0 | 1636 | FALSE | 0 | FALSE | 0 | FALSE | 0 | FALSE | 0 | FALSE | 0 | FALSE | 0 | FALSE | 0 | FALSE | 0 | FALSE | 0 | FALSE | 0 | FALSE | 0 | FALSE | 0 | FALSE | 0 | FALSE | 0 | FALSE | 0 | FALSE | 0 | FALSE | 0 | FALSE | 0 | FALSE | 0 | FALSE | 0 | FALSE | 0 | FALSE | 0 | FALSE | 0 | FALSE | 0 | FALSE | 0 | FALSE | 0 | FALSE | 0 | FALSE | 0 | FALSE | 0 | FALSE | 0 | TRUE | 900 | FALSE | 0 | FALSE | 0 | FALSE | 0 | FALSE | 0 | FALSE | 0 | FALSE | 0 | FALSE | 0 | FALSE | 0 | FALSE | 0 | FALSE | 0 | FALSE | 0 | FALSE | 0 | FALSE | 0 | FALSE | 0 | FALSE | 0 | FALSE | 0 | FALSE | 0 | FALSE | 0 | FALSE | 0 | FALSE | 0
50 |  | 0 | 1635 | FALSE | 0 | FALSE | 0 | FALSE | 0 | FALSE | 0 | FALSE | 0 | FALSE | 0 | FALSE | 0 | FALSE | 0 | FALSE | 0 | FALSE | 0 | FALSE | 0 | FALSE | 0 | FALSE | 0 | FALSE | 0 | FALSE | 0 | FALSE | 0 | FALSE | 0 | FALSE | 0 | FALSE | 0 | FALSE | 0 | FALSE | 0 | FALSE | 0 | FALSE | 0 | FALSE | 0 | FALSE | 0 | FALSE | 0 | FALSE | 0 | FALSE | 0 | FALSE | 0 | FALSE | 0 | TRUE | 900 | FALSE | 0 | FALSE | 0 | FALSE | 0 | FALSE | 0 | FALSE | 0 | FALSE | 0 | FALSE | 0 | FALSE | 0 | FALSE | 0 | FALSE | 0 | FALSE | 0 | FALSE | 0 | FALSE | 0 | FALSE | 0 | FALSE | 0 | FALSE | 0 | FALSE | 0 | FALSE | 0 | FALSE | 0 | FALSE | 0
50 |  | 0 | 1634 | FALSE | 0 | FALSE | 0 | FALSE | 0 | FALSE | 0 | FALSE | 0 | FALSE | 0 | FALSE | 0 | FALSE | 0 | FALSE | 0 | FALSE | 0 | FALSE | 0 | FALSE | 0 | FALSE | 0 | FALSE | 0 | FALSE | 0 | FALSE | 0 | FALSE | 0 | FALSE | 0 | FALSE | 0 | FALSE | 0 | FALSE | 0 | FALSE | 0 | FALSE | 0 | FALSE | 0 | FALSE | 0 | FALSE | 0 | FALSE | 0 | FALSE | 0 | FALSE | 0 | FALSE | 0 | TRUE | 900 | FALSE | 0 | FALSE | 0 | FALSE | 0 | FALSE | 0 | FALSE | 0 | FALSE | 0 | FALSE | 0 | FALSE | 0 | FALSE | 0 | FALSE | 0 | FALSE | 0 | FALSE | 0 | FALSE | 0 | FALSE | 0 | FALSE | 0 | FALSE | 0 | FALSE | 0 | FALSE | 0 | FALSE | 0 | FALSE | 0
50 |  | 0 | 1633 | FALSE | 0 | FALSE | 0 | FALSE | 0 | FALSE | 0 | FALSE | 0 | FALSE | 0 | FALSE | 0 | FALSE | 0 | FALSE | 0 | FALSE | 0 | FALSE | 0 | FALSE | 0 | FALSE | 0 | FALSE | 0 | FALSE | 0 | FALSE | 0 | FALSE | 0 | FALSE | 0 | FALSE | 0 | FALSE | 0 | FALSE | 0 | FALSE | 0 | FALSE | 0 | FALSE | 0 | FALSE | 0 | FALSE | 0 | FALSE | 0 | FALSE | 0 | FALSE | 0 | FALSE | 0 | TRUE | 900 | FALSE | 0 | FALSE | 0 | FALSE | 0 | FALSE | 0 | FALSE | 0 | FALSE | 0 | FALSE | 0 | FALSE | 0 | FALSE | 0 | FALSE | 0 | FALSE | 0 | FALSE | 0 | FALSE | 0 | FALSE | 0 | FALSE | 0 | FALSE | 0 | FALSE | 0 | FALSE | 0 | FALSE | 0 | FALSE | 0
50 |  | 0 | 1632 | FALSE | 0 | FALSE | 0 | FALSE | 0 | FALSE | 0 | FALSE | 0 | FALSE | 0 | FALSE | 0 | FALSE | 0 | FALSE | 0 | FALSE | 0 | FALSE | 0 | FALSE | 0 | FALSE | 0 | FALSE | 0 | FALSE | 0 | FALSE | 0 | FALSE | 0 | FALSE | 0 | FALSE | 0 | FALSE | 0 | FALSE | 0 | FALSE | 0 | FALSE | 0 | FALSE | 0 | FALSE | 0 | FALSE | 0 | FALSE | 0 | FALSE | 0 | FALSE | 0 | FALSE | 0 | TRUE | 900 | FALSE | 0 | FALSE | 0 | FALSE | 0 | FALSE | 0 | FALSE | 0 | FALSE | 0 | FALSE | 0 | FALSE | 0 | FALSE | 0 | FALSE | 0 | FALSE | 0 | FALSE | 0 | FALSE | 0 | FALSE | 0 | FALSE | 0 | FALSE | 0 | FALSE | 0 | FALSE | 0 | FALSE | 0 | FALSE | 0
50 |  | 0 | 1631 | FALSE | 0 | FALSE | 0 | FALSE | 0 | FALSE | 0 | FALSE | 0 | FALSE | 0 | FALSE | 0 | FALSE | 0 | FALSE | 0 | FALSE | 0 | FALSE | 0 | FALSE | 0 | FALSE | 0 | FALSE | 0 | FALSE | 0 | FALSE | 0 | FALSE | 0 | FALSE | 0 | FALSE | 0 | FALSE | 0 | FALSE | 0 | FALSE | 0 | FALSE | 0 | FALSE | 0 | FALSE | 0 | FALSE | 0 | FALSE | 0 | FALSE | 0 | FALSE | 0 | FALSE | 0 | TRUE | 900 | FALSE | 0 | FALSE | 0 | FALSE | 0 | FALSE | 0 | FALSE | 0 | FALSE | 0 | FALSE | 0 | FALSE | 0 | FALSE | 0 | FALSE | 0 | FALSE | 0 | FALSE | 0 | FALSE | 0 | FALSE | 0 | FALSE | 0 | FALSE | 0 | FALSE | 0 | FALSE | 0 | FALSE | 0 | FALSE | 0
50 |  | 0 | 1630 | FALSE | 0 | FALSE | 0 | FALSE | 0 | FALSE | 0 | FALSE | 0 | FALSE | 0 | FALSE | 0 | FALSE | 0 | FALSE | 0 | FALSE | 0 | FALSE | 0 | FALSE | 0 | FALSE | 0 | FALSE | 0 | FALSE | 0 | FALSE | 0 | FALSE | 0 | FALSE | 0 | FALSE | 0 | FALSE | 0 | FALSE | 0 | FALSE | 0 | FALSE | 0 | FALSE | 0 | FALSE | 0 | FALSE | 0 | FALSE | 0 | FALSE | 0 | FALSE | 0 | FALSE | 0 | TRUE | 900 | FALSE | 0 | FALSE | 0 | FALSE | 0 | FALSE | 0 | FALSE | 0 | FALSE | 0 | FALSE | 0 | FALSE | 0 | FALSE | 0 | FALSE | 0 | FALSE | 0 | FALSE | 0 | FALSE | 0 | FALSE | 0 | FALSE | 0 | FALSE | 0 | FALSE | 0 | FALSE | 0 | FALSE | 0 | FALSE | 0
50 |  | 0 | 1629 | FALSE | 0 | FALSE | 0 | FALSE | 0 | FALSE | 0 | FALSE | 0 | FALSE | 0 | FALSE | 0 | FALSE | 0 | FALSE | 0 | FALSE | 0 | FALSE | 0 | FALSE | 0 | FALSE | 0 | FALSE | 0 | FALSE | 0 | FALSE | 0 | FALSE | 0 | FALSE | 0 | FALSE | 0 | FALSE | 0 | FALSE | 0 | FALSE | 0 | FALSE | 0 | FALSE | 0 | FALSE | 0 | FALSE | 0 | FALSE | 0 | FALSE | 0 | FALSE | 0 | FALSE | 0 | TRUE | 900 | FALSE | 0 | FALSE | 0 | FALSE | 0 | FALSE | 0 | FALSE | 0 | FALSE | 0 | FALSE | 0 | FALSE | 0 | FALSE | 0 | FALSE | 0 | FALSE | 0 | FALSE | 0 | FALSE | 0 | FALSE | 0 | FALSE | 0 | FALSE | 0 | FALSE | 0 | FALSE | 0 | FALSE | 0 | FALSE | 0
50 |  | 0 | 1628 | FALSE | 0 | FALSE | 0 | FALSE | 0 | FALSE | 0 | FALSE | 0 | FALSE | 0 | FALSE | 0 | FALSE | 0 | FALSE | 0 | FALSE | 0 | FALSE | 0 | FALSE | 0 | FALSE | 0 | FALSE | 0 | FALSE | 0 | FALSE | 0 | FALSE | 0 | FALSE | 0 | FALSE | 0 | FALSE | 0 | FALSE | 0 | FALSE | 0 | FALSE | 0 | FALSE | 0 | FALSE | 0 | FALSE | 0 | FALSE | 0 | FALSE | 0 | FALSE | 0 | FALSE | 0 | TRUE | 900 | FALSE | 0 | FALSE | 0 | FALSE | 0 | FALSE | 0 | FALSE | 0 | FALSE | 0 | FALSE | 0 | FALSE | 0 | FALSE | 0 | FALSE | 0 | FALSE | 0 | FALSE | 0 | FALSE | 0 | FALSE | 0 | FALSE | 0 | FALSE | 0 | FALSE | 0 | FALSE | 0 | FALSE | 0 | FALSE | 0
50 |  | 0 | 1627 | FALSE | 0 | FALSE | 0 | FALSE | 0 | FALSE | 0 | FALSE | 0 | FALSE | 0 | FALSE | 0 | FALSE | 0 | FALSE | 0 | FALSE | 0 | FALSE | 0 | FALSE | 0 | FALSE | 0 | FALSE | 0 | FALSE | 0 | FALSE | 0 | FALSE | 0 | FALSE | 0 | FALSE | 0 | FALSE | 0 | FALSE | 0 | FALSE | 0 | FALSE | 0 | FALSE | 0 | FALSE | 0 | FALSE | 0 | FALSE | 0 | FALSE | 0 | FALSE | 0 | FALSE | 0 | TRUE | 900 | FALSE | 0 | FALSE | 0 | FALSE | 0 | FALSE | 0 | FALSE | 0 | FALSE | 0 | FALSE | 0 | FALSE | 0 | FALSE | 0 | FALSE | 0 | FALSE | 0 | FALSE | 0 | FALSE | 0 | FALSE | 0 | FALSE | 0 | FALSE | 0 | FALSE | 0 | FALSE | 0 | FALSE | 0 | FALSE | 0
50 |  | 0 | 1626 | FALSE | 0 | FALSE | 0 | FALSE | 0 | FALSE | 0 | FALSE | 0 | FALSE | 0 | FALSE | 0 | FALSE | 0 | FALSE | 0 | FALSE | 0 | FALSE | 0 | FALSE | 0 | FALSE | 0 | FALSE | 0 | FALSE | 0 | FALSE | 0 | FALSE | 0 | FALSE | 0 | FALSE | 0 | FALSE | 0 | FALSE | 0 | FALSE | 0 | FALSE | 0 | FALSE | 0 | FALSE | 0 | FALSE | 0 | FALSE | 0 | FALSE | 0 | FALSE | 0 | FALSE | 0 | TRUE | 900 | FALSE | 0 | FALSE | 0 | FALSE | 0 | FALSE | 0 | FALSE | 0 | FALSE | 0 | FALSE | 0 | FALSE | 0 | FALSE | 0 | FALSE | 0 | FALSE | 0 | FALSE | 0 | FALSE | 0 | FALSE | 0 | FALSE | 0 | FALSE | 0 | FALSE | 0 | FALSE | 0 | FALSE | 0 | FALSE | 0
50 |  | 0 | 1625 | FALSE | 0 | FALSE | 0 | FALSE | 0 | FALSE | 0 | FALSE | 0 | FALSE | 0 | FALSE | 0 | FALSE | 0 | FALSE | 0 | FALSE | 0 | FALSE | 0 | FALSE | 0 | FALSE | 0 | FALSE | 0 | FALSE | 0 | FALSE | 0 | FALSE | 0 | FALSE | 0 | FALSE | 0 | FALSE | 0 | FALSE | 0 | FALSE | 0 | FALSE | 0 | FALSE | 0 | FALSE | 0 | FALSE | 0 | FALSE | 0 | FALSE | 0 | FALSE | 0 | FALSE | 0 | TRUE | 900 | FALSE | 0 | FALSE | 0 | FALSE | 0 | FALSE | 0 | FALSE | 0 | FALSE | 0 | FALSE | 0 | FALSE | 0 | FALSE | 0 | FALSE | 0 | FALSE | 0 | FALSE | 0 | FALSE | 0 | FALSE | 0 | FALSE | 0 | FALSE | 0 | FALSE | 0 | FALSE | 0 | FALSE | 0 | FALSE | 0
50 |  | 0 | 1624 | FALSE | 0 | FALSE | 0 | FALSE | 0 | FALSE | 0 | FALSE | 0 | FALSE | 0 | FALSE | 0 | FALSE | 0 | FALSE | 0 | FALSE | 0 | FALSE | 0 | FALSE | 0 | FALSE | 0 | FALSE | 0 | FALSE | 0 | FALSE | 0 | FALSE | 0 | FALSE | 0 | FALSE | 0 | FALSE | 0 | FALSE | 0 | FALSE | 0 | FALSE | 0 | FALSE | 0 | FALSE | 0 | FALSE | 0 | FALSE | 0 | FALSE | 0 | FALSE | 0 | FALSE | 0 | TRUE | 900 | FALSE | 0 | FALSE | 0 | FALSE | 0 | FALSE | 0 | FALSE | 0 | FALSE | 0 | FALSE | 0 | FALSE | 0 | FALSE | 0 | FALSE | 0 | FALSE | 0 | FALSE | 0 | FALSE | 0 | FALSE | 0 | FALSE | 0 | FALSE | 0 | FALSE | 0 | FALSE | 0 | FALSE | 0 | FALSE | 0
50 |  | 0 | 1623 | FALSE | 0 | FALSE | 0 | FALSE | 0 | FALSE | 0 | FALSE | 0 | FALSE | 0 | FALSE | 0 | FALSE | 0 | FALSE | 0 | FALSE | 0 | FALSE | 0 | FALSE | 0 | FALSE | 0 | FALSE | 0 | FALSE | 0 | FALSE | 0 | FALSE | 0 | FALSE | 0 | FALSE | 0 | FALSE | 0 | FALSE | 0 | FALSE | 0 | FALSE | 0 | FALSE | 0 | FALSE | 0 | FALSE | 0 | FALSE | 0 | FALSE | 0 | FALSE | 0 | FALSE | 0 | TRUE | 900 | FALSE | 0 | FALSE | 0 | FALSE | 0 | FALSE | 0 | FALSE | 0 | FALSE | 0 | FALSE | 0 | FALSE | 0 | FALSE | 0 | FALSE | 0 | FALSE | 0 | FALSE | 0 | FALSE | 0 | FALSE | 0 | FALSE | 0 | FALSE | 0 | FALSE | 0 | FALSE | 0 | FALSE | 0 | FALSE | 0
50 |  | 0 | 1622 | FALSE | 0 | FALSE | 0 | FALSE | 0 | FALSE | 0 | FALSE | 0 | FALSE | 0 | FALSE | 0 | FALSE | 0 | FALSE | 0 | FALSE | 0 | FALSE | 0 | FALSE | 0 | FALSE | 0 | FALSE | 0 | FALSE | 0 | FALSE | 0 | FALSE | 0 | FALSE | 0 | FALSE | 0 | FALSE | 0 | FALSE | 0 | FALSE | 0 | FALSE | 0 | FALSE | 0 | FALSE | 0 | FALSE | 0 | FALSE | 0 | FALSE | 0 | FALSE | 0 | FALSE | 0 | TRUE | 900 | FALSE | 0 | FALSE | 0 | FALSE | 0 | FALSE | 0 | FALSE | 0 | FALSE | 0 | FALSE | 0 | FALSE | 0 | FALSE | 0 | FALSE | 0 | FALSE | 0 | FALSE | 0 | FALSE | 0 | FALSE | 0 | FALSE | 0 | FALSE | 0 | FALSE | 0 | FALSE | 0 | FALSE | 0 | FALSE | 0
50 |  | 0 | 1621 | FALSE | 0 | FALSE | 0 | FALSE | 0 | FALSE | 0 | FALSE | 0 | FALSE | 0 | FALSE | 0 | FALSE | 0 | FALSE | 0 | FALSE | 0 | FALSE | 0 | FALSE | 0 | FALSE | 0 | FALSE | 0 | FALSE | 0 | FALSE | 0 | FALSE | 0 | FALSE | 0 | FALSE | 0 | FALSE | 0 | FALSE | 0 | FALSE | 0 | FALSE | 0 | FALSE | 0 | FALSE | 0 | FALSE | 0 | FALSE | 0 | FALSE | 0 | FALSE | 0 | FALSE | 0 | TRUE | 900 | FALSE | 0 | FALSE | 0 | FALSE | 0 | FALSE | 0 | FALSE | 0 | FALSE | 0 | FALSE | 0 | FALSE | 0 | FALSE | 0 | FALSE | 0 | FALSE | 0 | FALSE | 0 | FALSE | 0 | FALSE | 0 | FALSE | 0 | FALSE | 0 | FALSE | 0 | FALSE | 0 | FALSE | 0 | FALSE | 0
50 |  | 0 | 1620 | FALSE | 0 | FALSE | 0 | FALSE | 0 | FALSE | 0 | FALSE | 0 | FALSE | 0 | FALSE | 0 | FALSE | 0 | FALSE | 0 | FALSE | 0 | FALSE | 0 | FALSE | 0 | FALSE | 0 | FALSE | 0 | FALSE | 0 | FALSE | 0 | FALSE | 0 | FALSE | 0 | FALSE | 0 | FALSE | 0 | FALSE | 0 | FALSE | 0 | FALSE | 0 | FALSE | 0 | FALSE | 0 | FALSE | 0 | FALSE | 0 | FALSE | 0 | FALSE | 0 | FALSE | 0 | TRUE | 900 | FALSE | 0 | FALSE | 0 | FALSE | 0 | FALSE | 0 | FALSE | 0 | FALSE | 0 | FALSE | 0 | FALSE | 0 | FALSE | 0 | FALSE | 0 | FALSE | 0 | FALSE | 0 | FALSE | 0 | FALSE | 0 | FALSE | 0 | FALSE | 0 | FALSE | 0 | FALSE | 0 | FALSE | 0 | FALSE | 0
50 |  | 0 | 1619 | FALSE | 0 | FALSE | 0 | FALSE | 0 | FALSE | 0 | FALSE | 0 | FALSE | 0 | FALSE | 0 | FALSE | 0 | FALSE | 0 | FALSE | 0 | FALSE | 0 | FALSE | 0 | FALSE | 0 | FALSE | 0 | FALSE | 0 | FALSE | 0 | FALSE | 0 | FALSE | 0 | FALSE | 0 | FALSE | 0 | FALSE | 0 | FALSE | 0 | FALSE | 0 | FALSE | 0 | FALSE | 0 | FALSE | 0 | FALSE | 0 | FALSE | 0 | FALSE | 0 | FALSE | 0 | TRUE | 900 | FALSE | 0 | FALSE | 0 | FALSE | 0 | FALSE | 0 | FALSE | 0 | FALSE | 0 | FALSE | 0 | FALSE | 0 | FALSE | 0 | FALSE | 0 | FALSE | 0 | FALSE | 0 | FALSE | 0 | FALSE | 0 | FALSE | 0 | FALSE | 0 | FALSE | 0 | FALSE | 0 | FALSE | 0 | FALSE | 0
50 |  | 0 | 1618 | FALSE | 0 | FALSE | 0 | FALSE | 0 | FALSE | 0 | FALSE | 0 | FALSE | 0 | FALSE | 0 | FALSE | 0 | FALSE | 0 | FALSE | 0 | FALSE | 0 | FALSE | 0 | FALSE | 0 | FALSE | 0 | FALSE | 0 | FALSE | 0 | FALSE | 0 | FALSE | 0 | FALSE | 0 | FALSE | 0 | FALSE | 0 | FALSE | 0 | FALSE | 0 | FALSE | 0 | FALSE | 0 | FALSE | 0 | FALSE | 0 | FALSE | 0 | FALSE | 0 | FALSE | 0 | TRUE | 900 | FALSE | 0 | FALSE | 0 | FALSE | 0 | FALSE | 0 | FALSE | 0 | FALSE | 0 | FALSE | 0 | FALSE | 0 | FALSE | 0 | FALSE | 0 | FALSE | 0 | FALSE | 0 | FALSE | 0 | FALSE | 0 | FALSE | 0 | FALSE | 0 | FALSE | 0 | FALSE | 0 | FALSE | 0 | FALSE | 0
50 |  | 0 | 1617 | FALSE | 0 | FALSE | 0 | FALSE | 0 | FALSE | 0 | FALSE | 0 | FALSE | 0 | FALSE | 0 | FALSE | 0 | FALSE | 0 | FALSE | 0 | FALSE | 0 | FALSE | 0 | FALSE | 0 | FALSE | 0 | FALSE | 0 | FALSE | 0 | FALSE | 0 | FALSE | 0 | FALSE | 0 | FALSE | 0 | FALSE | 0 | FALSE | 0 | FALSE | 0 | FALSE | 0 | FALSE | 0 | FALSE | 0 | FALSE | 0 | FALSE | 0 | FALSE | 0 | FALSE | 0 | TRUE | 900 | FALSE | 0 | FALSE | 0 | FALSE | 0 | FALSE | 0 | FALSE | 0 | FALSE | 0 | FALSE | 0 | FALSE | 0 | FALSE | 0 | FALSE | 0 | FALSE | 0 | FALSE | 0 | FALSE | 0 | FALSE | 0 | FALSE | 0 | FALSE | 0 | FALSE | 0 | FALSE | 0 | FALSE | 0 | FALSE | 0
50 |  | 0 | 1616 | FALSE | 0 | FALSE | 0 | FALSE | 0 | FALSE | 0 | FALSE | 0 | FALSE | 0 | FALSE | 0 | FALSE | 0 | FALSE | 0 | FALSE | 0 | FALSE | 0 | FALSE | 0 | FALSE | 0 | FALSE | 0 | FALSE | 0 | FALSE | 0 | FALSE | 0 | FALSE | 0 | FALSE | 0 | FALSE | 0 | FALSE | 0 | FALSE | 0 | FALSE | 0 | FALSE | 0 | FALSE | 0 | FALSE | 0 | FALSE | 0 | FALSE | 0 | FALSE | 0 | FALSE | 0 | TRUE | 900 | FALSE | 0 | FALSE | 0 | FALSE | 0 | FALSE | 0 | FALSE | 0 | FALSE | 0 | FALSE | 0 | FALSE | 0 | FALSE | 0 | FALSE | 0 | FALSE | 0 | FALSE | 0 | FALSE | 0 | FALSE | 0 | FALSE | 0 | FALSE | 0 | FALSE | 0 | FALSE | 0 | FALSE | 0 | FALSE | 0
50 |  | 0 | 1615 | FALSE | 0 | FALSE | 0 | FALSE | 0 | FALSE | 0 | FALSE | 0 | FALSE | 0 | FALSE | 0 | FALSE | 0 | FALSE | 0 | FALSE | 0 | FALSE | 0 | FALSE | 0 | FALSE | 0 | FALSE | 0 | FALSE | 0 | FALSE | 0 | FALSE | 0 | FALSE | 0 | FALSE | 0 | FALSE | 0 | FALSE | 0 | FALSE | 0 | FALSE | 0 | FALSE | 0 | FALSE | 0 | FALSE | 0 | FALSE | 0 | FALSE | 0 | FALSE | 0 | FALSE | 0 | TRUE | 900 | FALSE | 0 | FALSE | 0 | FALSE | 0 | FALSE | 0 | FALSE | 0 | FALSE | 0 | FALSE | 0 | FALSE | 0 | FALSE | 0 | FALSE | 0 | FALSE | 0 | FALSE | 0 | FALSE | 0 | FALSE | 0 | FALSE | 0 | FALSE | 0 | FALSE | 0 | FALSE | 0 | FALSE | 0 | FALSE | 0
50 |  | 0 | 1614 | FALSE | 0 | FALSE | 0 | FALSE | 0 | FALSE | 0 | FALSE | 0 | FALSE | 0 | FALSE | 0 | FALSE | 0 | FALSE | 0 | FALSE | 0 | FALSE | 0 | FALSE | 0 | FALSE | 0 | FALSE | 0 | FALSE | 0 | FALSE | 0 | FALSE | 0 | FALSE | 0 | FALSE | 0 | FALSE | 0 | FALSE | 0 | FALSE | 0 | FALSE | 0 | FALSE | 0 | FALSE | 0 | FALSE | 0 | FALSE | 0 | FALSE | 0 | FALSE | 0 | FALSE | 0 | TRUE | 900 | FALSE | 0 | FALSE | 0 | FALSE | 0 | FALSE | 0 | FALSE | 0 | FALSE | 0 | FALSE | 0 | FALSE | 0 | FALSE | 0 | FALSE | 0 | FALSE | 0 | FALSE | 0 | FALSE | 0 | FALSE | 0 | FALSE | 0 | FALSE | 0 | FALSE | 0 | FALSE | 0 | FALSE | 0 | FALSE | 0
50 |  | 0 | 1613 | FALSE | 0 | FALSE | 0 | FALSE | 0 | FALSE | 0 | FALSE | 0 | FALSE | 0 | FALSE | 0 | FALSE | 0 | FALSE | 0 | FALSE | 0 | FALSE | 0 | FALSE | 0 | FALSE | 0 | FALSE | 0 | FALSE | 0 | FALSE | 0 | FALSE | 0 | FALSE | 0 | FALSE | 0 | FALSE | 0 | FALSE | 0 | FALSE | 0 | FALSE | 0 | FALSE | 0 | FALSE | 0 | FALSE | 0 | FALSE | 0 | FALSE | 0 | FALSE | 0 | FALSE | 0 | TRUE | 900 | FALSE | 0 | FALSE | 0 | FALSE | 0 | FALSE | 0 | FALSE | 0 | FALSE | 0 | FALSE | 0 | FALSE | 0 | FALSE | 0 | FALSE | 0 | FALSE | 0 | FALSE | 0 | FALSE | 0 | FALSE | 0 | FALSE | 0 | FALSE | 0 | FALSE | 0 | FALSE | 0 | FALSE | 0 | FALSE | 0
50 |  | 0 | 1612 | FALSE | 0 | FALSE | 0 | FALSE | 0 | FALSE | 0 | FALSE | 0 | FALSE | 0 | FALSE | 0 | FALSE | 0 | FALSE | 0 | FALSE | 0 | FALSE | 0 | FALSE | 0 | FALSE | 0 | FALSE | 0 | FALSE | 0 | FALSE | 0 | FALSE | 0 | FALSE | 0 | FALSE | 0 | FALSE | 0 | FALSE | 0 | FALSE | 0 | FALSE | 0 | FALSE | 0 | FALSE | 0 | FALSE | 0 | FALSE | 0 | FALSE | 0 | FALSE | 0 | FALSE | 0 | TRUE | 900 | FALSE | 0 | FALSE | 0 | FALSE | 0 | FALSE | 0 | FALSE | 0 | FALSE | 0 | FALSE | 0 | FALSE | 0 | FALSE | 0 | FALSE | 0 | FALSE | 0 | FALSE | 0 | FALSE | 0 | FALSE | 0 | FALSE | 0 | FALSE | 0 | FALSE | 0 | FALSE | 0 | FALSE | 0 | FALSE | 0
50 |  | 0 | 1611 | FALSE | 0 | FALSE | 0 | FALSE | 0 | FALSE | 0 | FALSE | 0 | FALSE | 0 | FALSE | 0 | FALSE | 0 | FALSE | 0 | FALSE | 0 | FALSE | 0 | FALSE | 0 | FALSE | 0 | FALSE | 0 | FALSE | 0 | FALSE | 0 | FALSE | 0 | FALSE | 0 | FALSE | 0 | FALSE | 0 | FALSE | 0 | FALSE | 0 | FALSE | 0 | FALSE | 0 | FALSE | 0 | FALSE | 0 | FALSE | 0 | FALSE | 0 | FALSE | 0 | FALSE | 0 | TRUE | 900 | FALSE | 0 | FALSE | 0 | FALSE | 0 | FALSE | 0 | FALSE | 0 | FALSE | 0 | FALSE | 0 | FALSE | 0 | FALSE | 0 | FALSE | 0 | FALSE | 0 | FALSE | 0 | FALSE | 0 | FALSE | 0 | FALSE | 0 | FALSE | 0 | FALSE | 0 | FALSE | 0 | FALSE | 0 | FALSE | 0
50 |  | 0 | 1610 | FALSE | 0 | FALSE | 0 | FALSE | 0 | FALSE | 0 | FALSE | 0 | FALSE | 0 | FALSE | 0 | FALSE | 0 | FALSE | 0 | FALSE | 0 | FALSE | 0 | FALSE | 0 | FALSE | 0 | FALSE | 0 | FALSE | 0 | FALSE | 0 | FALSE | 0 | FALSE | 0 | FALSE | 0 | FALSE | 0 | FALSE | 0 | FALSE | 0 | FALSE | 0 | FALSE | 0 | FALSE | 0 | FALSE | 0 | FALSE | 0 | FALSE | 0 | FALSE | 0 | FALSE | 0 | TRUE | 900 | FALSE | 0 | FALSE | 0 | FALSE | 0 | FALSE | 0 | FALSE | 0 | FALSE | 0 | FALSE | 0 | FALSE | 0 | FALSE | 0 | FALSE | 0 | FALSE | 0 | FALSE | 0 | FALSE | 0 | FALSE | 0 | FALSE | 0 | FALSE | 0 | FALSE | 0 | FALSE | 0 | FALSE | 0 | FALSE | 0
50 |  | 0 | 1609 | FALSE | 0 | FALSE | 0 | FALSE | 0 | FALSE | 0 | FALSE | 0 | FALSE | 0 | FALSE | 0 | FALSE | 0 | FALSE | 0 | FALSE | 0 | FALSE | 0 | FALSE | 0 | FALSE | 0 | FALSE | 0 | FALSE | 0 | FALSE | 0 | FALSE | 0 | FALSE | 0 | FALSE | 0 | FALSE | 0 | FALSE | 0 | FALSE | 0 | FALSE | 0 | FALSE | 0 | FALSE | 0 | FALSE | 0 | FALSE | 0 | FALSE | 0 | FALSE | 0 | FALSE | 0 | TRUE | 900 | FALSE | 0 | FALSE | 0 | FALSE | 0 | FALSE | 0 | FALSE | 0 | FALSE | 0 | FALSE | 0 | FALSE | 0 | FALSE | 0 | FALSE | 0 | FALSE | 0 | FALSE | 0 | FALSE | 0 | FALSE | 0 | FALSE | 0 | FALSE | 0 | FALSE | 0 | FALSE | 0 | FALSE | 0 | FALSE | 0
50 |  | 0 | 1608 | FALSE | 0 | FALSE | 0 | FALSE | 0 | FALSE | 0 | FALSE | 0 | FALSE | 0 | FALSE | 0 | FALSE | 0 | FALSE | 0 | FALSE | 0 | FALSE | 0 | FALSE | 0 | FALSE | 0 | FALSE | 0 | FALSE | 0 | FALSE | 0 | FALSE | 0 | FALSE | 0 | FALSE | 0 | FALSE | 0 | FALSE | 0 | FALSE | 0 | FALSE | 0 | FALSE | 0 | FALSE | 0 | FALSE | 0 | FALSE | 0 | FALSE | 0 | FALSE | 0 | FALSE | 0 | TRUE | 900 | FALSE | 0 | FALSE | 0 | FALSE | 0 | FALSE | 0 | FALSE | 0 | FALSE | 0 | FALSE | 0 | FALSE | 0 | FALSE | 0 | FALSE | 0 | FALSE | 0 | FALSE | 0 | FALSE | 0 | FALSE | 0 | FALSE | 0 | FALSE | 0 | FALSE | 0 | FALSE | 0 | FALSE | 0 | FALSE | 0
50 |  | 0 | 1607 | FALSE | 0 | FALSE | 0 | FALSE | 0 | FALSE | 0 | FALSE | 0 | FALSE | 0 | FALSE | 0 | FALSE | 0 | FALSE | 0 | FALSE | 0 | FALSE | 0 | FALSE | 0 | FALSE | 0 | FALSE | 0 | FALSE | 0 | FALSE | 0 | FALSE | 0 | FALSE | 0 | FALSE | 0 | FALSE | 0 | FALSE | 0 | FALSE | 0 | FALSE | 0 | FALSE | 0 | FALSE | 0 | FALSE | 0 | FALSE | 0 | FALSE | 0 | FALSE | 0 | FALSE | 0 | TRUE | 900 | FALSE | 0 | FALSE | 0 | FALSE | 0 | FALSE | 0 | FALSE | 0 | FALSE | 0 | FALSE | 0 | FALSE | 0 | FALSE | 0 | FALSE | 0 | FALSE | 0 | FALSE | 0 | FALSE | 0 | FALSE | 0 | FALSE | 0 | FALSE | 0 | FALSE | 0 | FALSE | 0 | FALSE | 0 | FALSE | 0
50 |  | 0 | 1606 | FALSE | 0 | FALSE | 0 | FALSE | 0 | FALSE | 0 | FALSE | 0 | FALSE | 0 | FALSE | 0 | FALSE | 0 | FALSE | 0 | FALSE | 0 | FALSE | 0 | FALSE | 0 | FALSE | 0 | FALSE | 0 | FALSE | 0 | FALSE | 0 | FALSE | 0 | FALSE | 0 | FALSE | 0 | FALSE | 0 | FALSE | 0 | FALSE | 0 | FALSE | 0 | FALSE | 0 | FALSE | 0 | FALSE | 0 | FALSE | 0 | FALSE | 0 | FALSE | 0 | FALSE | 0 | TRUE | 900 | FALSE | 0 | FALSE | 0 | FALSE | 0 | FALSE | 0 | FALSE | 0 | FALSE | 0 | FALSE | 0 | FALSE | 0 | FALSE | 0 | FALSE | 0 | FALSE | 0 | FALSE | 0 | FALSE | 0 | FALSE | 0 | FALSE | 0 | FALSE | 0 | FALSE | 0 | FALSE | 0 | FALSE | 0 | FALSE | 0
50 |  | 0 | 1605 | FALSE | 0 | FALSE | 0 | FALSE | 0 | FALSE | 0 | FALSE | 0 | FALSE | 0 | FALSE | 0 | FALSE | 0 | FALSE | 0 | FALSE | 0 | FALSE | 0 | FALSE | 0 | FALSE | 0 | FALSE | 0 | FALSE | 0 | FALSE | 0 | FALSE | 0 | FALSE | 0 | FALSE | 0 | FALSE | 0 | FALSE | 0 | FALSE | 0 | FALSE | 0 | FALSE | 0 | FALSE | 0 | FALSE | 0 | FALSE | 0 | FALSE | 0 | FALSE | 0 | FALSE | 0 | TRUE | 900 | FALSE | 0 | FALSE | 0 | FALSE | 0 | FALSE | 0 | FALSE | 0 | FALSE | 0 | FALSE | 0 | FALSE | 0 | FALSE | 0 | FALSE | 0 | FALSE | 0 | FALSE | 0 | FALSE | 0 | FALSE | 0 | FALSE | 0 | FALSE | 0 | FALSE | 0 | FALSE | 0 | FALSE | 0 | FALSE | 0
50 |  | 0 | 1604 | FALSE | 0 | FALSE | 0 | FALSE | 0 | FALSE | 0 | FALSE | 0 | FALSE | 0 | FALSE | 0 | FALSE | 0 | FALSE | 0 | FALSE | 0 | FALSE | 0 | FALSE | 0 | FALSE | 0 | FALSE | 0 | FALSE | 0 | FALSE | 0 | FALSE | 0 | FALSE | 0 | FALSE | 0 | FALSE | 0 | FALSE | 0 | FALSE | 0 | FALSE | 0 | FALSE | 0 | FALSE | 0 | FALSE | 0 | FALSE | 0 | FALSE | 0 | FALSE | 0 | FALSE | 0 | TRUE | 900 | FALSE | 0 | FALSE | 0 | FALSE | 0 | FALSE | 0 | FALSE | 0 | FALSE | 0 | FALSE | 0 | FALSE | 0 | FALSE | 0 | FALSE | 0 | FALSE | 0 | FALSE | 0 | FALSE | 0 | FALSE | 0 | FALSE | 0 | FALSE | 0 | FALSE | 0 | FALSE | 0 | FALSE | 0 | FALSE | 0
50 |  | 0 | 1603 | FALSE | 0 | FALSE | 0 | FALSE | 0 | FALSE | 0 | FALSE | 0 | FALSE | 0 | FALSE | 0 | FALSE | 0 | FALSE | 0 | FALSE | 0 | FALSE | 0 | FALSE | 0 | FALSE | 0 | FALSE | 0 | FALSE | 0 | FALSE | 0 | FALSE | 0 | FALSE | 0 | FALSE | 0 | FALSE | 0 | FALSE | 0 | FALSE | 0 | FALSE | 0 | FALSE | 0 | FALSE | 0 | FALSE | 0 | FALSE | 0 | FALSE | 0 | FALSE | 0 | FALSE | 0 | TRUE | 900 | FALSE | 0 | FALSE | 0 | FALSE | 0 | FALSE | 0 | FALSE | 0 | FALSE | 0 | FALSE | 0 | FALSE | 0 | FALSE | 0 | FALSE | 0 | FALSE | 0 | FALSE | 0 | FALSE | 0 | FALSE | 0 | FALSE | 0 | FALSE | 0 | FALSE | 0 | FALSE | 0 | FALSE | 0 | FALSE | 0
50 |  | 0 | 1602 | FALSE | 0 | FALSE | 0 | FALSE | 0 | FALSE | 0 | FALSE | 0 | FALSE | 0 | FALSE | 0 | FALSE | 0 | FALSE | 0 | FALSE | 0 | FALSE | 0 | FALSE | 0 | FALSE | 0 | FALSE | 0 | FALSE | 0 | FALSE | 0 | FALSE | 0 | FALSE | 0 | FALSE | 0 | FALSE | 0 | FALSE | 0 | FALSE | 0 | FALSE | 0 | FALSE | 0 | FALSE | 0 | FALSE | 0 | FALSE | 0 | FALSE | 0 | FALSE | 0 | FALSE | 0 | TRUE | 900 | FALSE | 0 | FALSE | 0 | FALSE | 0 | FALSE | 0 | FALSE | 0 | FALSE | 0 | FALSE | 0 | FALSE | 0 | FALSE | 0 | FALSE | 0 | FALSE | 0 | FALSE | 0 | FALSE | 0 | FALSE | 0 | FALSE | 0 | FALSE | 0 | FALSE | 0 | FALSE | 0 | FALSE | 0 | FALSE | 0
50 |  | 0 | 1601 | FALSE | 0 | FALSE | 0 | FALSE | 0 | FALSE | 0 | FALSE | 0 | FALSE | 0 | FALSE | 0 | FALSE | 0 | FALSE | 0 | FALSE | 0 | FALSE | 0 | FALSE | 0 | FALSE | 0 | FALSE | 0 | FALSE | 0 | FALSE | 0 | FALSE | 0 | FALSE | 0 | FALSE | 0 | FALSE | 0 | FALSE | 0 | FALSE | 0 | FALSE | 0 | FALSE | 0 | FALSE | 0 | FALSE | 0 | FALSE | 0 | FALSE | 0 | FALSE | 0 | FALSE | 0 | TRUE | 900 | FALSE | 0 | FALSE | 0 | FALSE | 0 | FALSE | 0 | FALSE | 0 | FALSE | 0 | FALSE | 0 | FALSE | 0 | FALSE | 0 | FALSE | 0 | FALSE | 0 | FALSE | 0 | FALSE | 0 | FALSE | 0 | FALSE | 0 | FALSE | 0 | FALSE | 0 | FALSE | 0 | FALSE | 0 | FALSE | 0
50 |  | 0 | 1600 | FALSE | 0 | FALSE | 0 | FALSE | 0 | FALSE | 0 | FALSE | 0 | FALSE | 0 | FALSE | 0 | FALSE | 0 | FALSE | 0 | FALSE | 0 | FALSE | 0 | FALSE | 0 | FALSE | 0 | FALSE | 0 | FALSE | 0 | FALSE | 0 | FALSE | 0 | FALSE | 0 | FALSE | 0 | FALSE | 0 | FALSE | 0 | FALSE | 0 | FALSE | 0 | FALSE | 0 | FALSE | 0 | FALSE | 0 | FALSE | 0 | FALSE | 0 | FALSE | 0 | FALSE | 0 | TRUE | 900 | FALSE | 0 | FALSE | 0 | FALSE | 0 | FALSE | 0 | FALSE | 0 | FALSE | 0 | FALSE | 0 | FALSE | 0 | FALSE | 0 | FALSE | 0 | FALSE | 0 | FALSE | 0 | FALSE | 0 | FALSE | 0 | FALSE | 0 | FALSE | 0 | FALSE | 0 | FALSE | 0 | FALSE | 0 | FALSE | 0
50 |  | 0 | 1599 | FALSE | 0 | FALSE | 0 | FALSE | 0 | FALSE | 0 | FALSE | 0 | FALSE | 0 | FALSE | 0 | FALSE | 0 | FALSE | 0 | FALSE | 0 | FALSE | 0 | FALSE | 0 | FALSE | 0 | FALSE | 0 | FALSE | 0 | FALSE | 0 | FALSE | 0 | FALSE | 0 | FALSE | 0 | FALSE | 0 | FALSE | 0 | FALSE | 0 | FALSE | 0 | FALSE | 0 | FALSE | 0 | FALSE | 0 | FALSE | 0 | FALSE | 0 | FALSE | 0 | FALSE | 0 | TRUE | 900 | FALSE | 0 | FALSE | 0 | FALSE | 0 | FALSE | 0 | FALSE | 0 | FALSE | 0 | FALSE | 0 | FALSE | 0 | FALSE | 0 | FALSE | 0 | FALSE | 0 | FALSE | 0 | FALSE | 0 | FALSE | 0 | FALSE | 0 | FALSE | 0 | FALSE | 0 | FALSE | 0 | FALSE | 0 | FALSE | 0
50 |  | 0 | 1598 | FALSE | 0 | FALSE | 0 | FALSE | 0 | FALSE | 0 | FALSE | 0 | FALSE | 0 | FALSE | 0 | FALSE | 0 | FALSE | 0 | FALSE | 0 | FALSE | 0 | FALSE | 0 | FALSE | 0 | FALSE | 0 | FALSE | 0 | FALSE | 0 | FALSE | 0 | FALSE | 0 | FALSE | 0 | FALSE | 0 | FALSE | 0 | FALSE | 0 | FALSE | 0 | FALSE | 0 | FALSE | 0 | FALSE | 0 | FALSE | 0 | FALSE | 0 | FALSE | 0 | FALSE | 0 | TRUE | 900 | FALSE | 0 | FALSE | 0 | FALSE | 0 | FALSE | 0 | FALSE | 0 | FALSE | 0 | FALSE | 0 | FALSE | 0 | FALSE | 0 | FALSE | 0 | FALSE | 0 | FALSE | 0 | FALSE | 0 | FALSE | 0 | FALSE | 0 | FALSE | 0 | FALSE | 0 | FALSE | 0 | FALSE | 0 | FALSE | 0
50 |  | 0 | 1597 | FALSE | 0 | FALSE | 0 | FALSE | 0 | FALSE | 0 | FALSE | 0 | FALSE | 0 | FALSE | 0 | FALSE | 0 | FALSE | 0 | FALSE | 0 | FALSE | 0 | FALSE | 0 | FALSE | 0 | FALSE | 0 | FALSE | 0 | FALSE | 0 | FALSE | 0 | FALSE | 0 | FALSE | 0 | FALSE | 0 | FALSE | 0 | FALSE | 0 | FALSE | 0 | FALSE | 0 | FALSE | 0 | FALSE | 0 | FALSE | 0 | FALSE | 0 | FALSE | 0 | FALSE | 0 | TRUE | 900 | FALSE | 0 | FALSE | 0 | FALSE | 0 | FALSE | 0 | FALSE | 0 | FALSE | 0 | FALSE | 0 | FALSE | 0 | FALSE | 0 | FALSE | 0 | FALSE | 0 | FALSE | 0 | FALSE | 0 | FALSE | 0 | FALSE | 0 | FALSE | 0 | FALSE | 0 | FALSE | 0 | FALSE | 0 | FALSE | 0
50 |  | 0 | 1596 | FALSE | 0 | FALSE | 0 | FALSE | 0 | FALSE | 0 | FALSE | 0 | FALSE | 0 | FALSE | 0 | FALSE | 0 | FALSE | 0 | FALSE | 0 | FALSE | 0 | FALSE | 0 | FALSE | 0 | FALSE | 0 | FALSE | 0 | FALSE | 0 | FALSE | 0 | FALSE | 0 | FALSE | 0 | FALSE | 0 | FALSE | 0 | FALSE | 0 | FALSE | 0 | FALSE | 0 | FALSE | 0 | FALSE | 0 | FALSE | 0 | FALSE | 0 | FALSE | 0 | FALSE | 0 | TRUE | 900 | FALSE | 0 | FALSE | 0 | FALSE | 0 | FALSE | 0 | FALSE | 0 | FALSE | 0 | FALSE | 0 | FALSE | 0 | FALSE | 0 | FALSE | 0 | FALSE | 0 | FALSE | 0 | FALSE | 0 | FALSE | 0 | FALSE | 0 | FALSE | 0 | FALSE | 0 | FALSE | 0 | FALSE | 0 | FALSE | 0
50 |  | 0 | 1595 | FALSE | 0 | FALSE | 0 | FALSE | 0 | FALSE | 0 | FALSE | 0 | FALSE | 0 | FALSE | 0 | FALSE | 0 | FALSE | 0 | FALSE | 0 | FALSE | 0 | FALSE | 0 | FALSE | 0 | FALSE | 0 | FALSE | 0 | FALSE | 0 | FALSE | 0 | FALSE | 0 | FALSE | 0 | FALSE | 0 | FALSE | 0 | FALSE | 0 | FALSE | 0 | FALSE | 0 | FALSE | 0 | FALSE | 0 | FALSE | 0 | FALSE | 0 | FALSE | 0 | FALSE | 0 | TRUE | 900 | FALSE | 0 | FALSE | 0 | FALSE | 0 | FALSE | 0 | FALSE | 0 | FALSE | 0 | FALSE | 0 | FALSE | 0 | FALSE | 0 | FALSE | 0 | FALSE | 0 | FALSE | 0 | FALSE | 0 | FALSE | 0 | FALSE | 0 | FALSE | 0 | FALSE | 0 | FALSE | 0 | FALSE | 0 | FALSE | 0
50 |  | 0 | 1594 | FALSE | 0 | FALSE | 0 | FALSE | 0 | FALSE | 0 | FALSE | 0 | FALSE | 0 | FALSE | 0 | FALSE | 0 | FALSE | 0 | FALSE | 0 | FALSE | 0 | FALSE | 0 | FALSE | 0 | FALSE | 0 | FALSE | 0 | FALSE | 0 | FALSE | 0 | FALSE | 0 | FALSE | 0 | FALSE | 0 | FALSE | 0 | FALSE | 0 | FALSE | 0 | FALSE | 0 | FALSE | 0 | FALSE | 0 | FALSE | 0 | FALSE | 0 | FALSE | 0 | FALSE | 0 | TRUE | 900 | FALSE | 0 | FALSE | 0 | FALSE | 0 | FALSE | 0 | FALSE | 0 | FALSE | 0 | FALSE | 0 | FALSE | 0 | FALSE | 0 | FALSE | 0 | FALSE | 0 | FALSE | 0 | FALSE | 0 | FALSE | 0 | FALSE | 0 | FALSE | 0 | FALSE | 0 | FALSE | 0 | FALSE | 0 | FALSE | 0
50 |  | 0 | 1593 | FALSE | 0 | FALSE | 0 | FALSE | 0 | FALSE | 0 | FALSE | 0 | FALSE | 0 | FALSE | 0 | FALSE | 0 | FALSE | 0 | FALSE | 0 | FALSE | 0 | FALSE | 0 | FALSE | 0 | FALSE | 0 | FALSE | 0 | FALSE | 0 | FALSE | 0 | FALSE | 0 | FALSE | 0 | FALSE | 0 | FALSE | 0 | FALSE | 0 | FALSE | 0 | FALSE | 0 | FALSE | 0 | FALSE | 0 | FALSE | 0 | FALSE | 0 | FALSE | 0 | FALSE | 0 | TRUE | 900 | FALSE | 0 | FALSE | 0 | FALSE | 0 | FALSE | 0 | FALSE | 0 | FALSE | 0 | FALSE | 0 | FALSE | 0 | FALSE | 0 | FALSE | 0 | FALSE | 0 | FALSE | 0 | FALSE | 0 | FALSE | 0 | FALSE | 0 | FALSE | 0 | FALSE | 0 | FALSE | 0 | FALSE | 0 | FALSE | 0
50 |  | 0 | 1592 | FALSE | 0 | FALSE | 0 | FALSE | 0 | FALSE | 0 | FALSE | 0 | FALSE | 0 | FALSE | 0 | FALSE | 0 | FALSE | 0 | FALSE | 0 | FALSE | 0 | FALSE | 0 | FALSE | 0 | FALSE | 0 | FALSE | 0 | FALSE | 0 | FALSE | 0 | FALSE | 0 | FALSE | 0 | FALSE | 0 | FALSE | 0 | FALSE | 0 | FALSE | 0 | FALSE | 0 | FALSE | 0 | FALSE | 0 | FALSE | 0 | FALSE | 0 | FALSE | 0 | FALSE | 0 | TRUE | 900 | FALSE | 0 | FALSE | 0 | FALSE | 0 | FALSE | 0 | FALSE | 0 | FALSE | 0 | FALSE | 0 | FALSE | 0 | FALSE | 0 | FALSE | 0 | FALSE | 0 | FALSE | 0 | FALSE | 0 | FALSE | 0 | FALSE | 0 | FALSE | 0 | FALSE | 0 | FALSE | 0 | FALSE | 0 | FALSE | 0
50 |  | 0 | 1591 | FALSE | 0 | FALSE | 0 | FALSE | 0 | FALSE | 0 | FALSE | 0 | FALSE | 0 | FALSE | 0 | FALSE | 0 | FALSE | 0 | FALSE | 0 | FALSE | 0 | FALSE | 0 | FALSE | 0 | FALSE | 0 | FALSE | 0 | FALSE | 0 | FALSE | 0 | FALSE | 0 | FALSE | 0 | FALSE | 0 | FALSE | 0 | FALSE | 0 | FALSE | 0 | FALSE | 0 | FALSE | 0 | FALSE | 0 | FALSE | 0 | FALSE | 0 | FALSE | 0 | FALSE | 0 | TRUE | 900 | FALSE | 0 | FALSE | 0 | FALSE | 0 | FALSE | 0 | FALSE | 0 | FALSE | 0 | FALSE | 0 | FALSE | 0 | FALSE | 0 | FALSE | 0 | FALSE | 0 | FALSE | 0 | FALSE | 0 | FALSE | 0 | FALSE | 0 | FALSE | 0 | FALSE | 0 | FALSE | 0 | FALSE | 0 | FALSE | 0
50 |  | 0 | 1590 | FALSE | 0 | FALSE | 0 | FALSE | 0 | FALSE | 0 | FALSE | 0 | FALSE | 0 | FALSE | 0 | FALSE | 0 | FALSE | 0 | FALSE | 0 | FALSE | 0 | FALSE | 0 | FALSE | 0 | FALSE | 0 | FALSE | 0 | FALSE | 0 | FALSE | 0 | FALSE | 0 | FALSE | 0 | FALSE | 0 | FALSE | 0 | FALSE | 0 | FALSE | 0 | FALSE | 0 | FALSE | 0 | FALSE | 0 | FALSE | 0 | FALSE | 0 | FALSE | 0 | FALSE | 0 | TRUE | 900 | FALSE | 0 | FALSE | 0 | FALSE | 0 | FALSE | 0 | FALSE | 0 | FALSE | 0 | FALSE | 0 | FALSE | 0 | FALSE | 0 | FALSE | 0 | FALSE | 0 | FALSE | 0 | FALSE | 0 | FALSE | 0 | FALSE | 0 | FALSE | 0 | FALSE | 0 | FALSE | 0 | FALSE | 0 | FALSE | 0
50 |  | 0 | 1589 | FALSE | 0 | FALSE | 0 | FALSE | 0 | FALSE | 0 | FALSE | 0 | FALSE | 0 | FALSE | 0 | FALSE | 0 | FALSE | 0 | FALSE | 0 | FALSE | 0 | FALSE | 0 | FALSE | 0 | FALSE | 0 | FALSE | 0 | FALSE | 0 | FALSE | 0 | FALSE | 0 | FALSE | 0 | FALSE | 0 | FALSE | 0 | FALSE | 0 | FALSE | 0 | FALSE | 0 | FALSE | 0 | FALSE | 0 | FALSE | 0 | FALSE | 0 | FALSE | 0 | FALSE | 0 | TRUE | 900 | FALSE | 0 | FALSE | 0 | FALSE | 0 | FALSE | 0 | FALSE | 0 | FALSE | 0 | FALSE | 0 | FALSE | 0 | FALSE | 0 | FALSE | 0 | FALSE | 0 | FALSE | 0 | FALSE | 0 | FALSE | 0 | FALSE | 0 | FALSE | 0 | FALSE | 0 | FALSE | 0 | FALSE | 0 | FALSE | 0
50 |  | 0 | 1588 | FALSE | 0 | FALSE | 0 | FALSE | 0 | FALSE | 0 | FALSE | 0 | FALSE | 0 | FALSE | 0 | FALSE | 0 | FALSE | 0 | FALSE | 0 | FALSE | 0 | FALSE | 0 | FALSE | 0 | FALSE | 0 | FALSE | 0 | FALSE | 0 | FALSE | 0 | FALSE | 0 | FALSE | 0 | FALSE | 0 | FALSE | 0 | FALSE | 0 | FALSE | 0 | FALSE | 0 | FALSE | 0 | FALSE | 0 | FALSE | 0 | FALSE | 0 | FALSE | 0 | FALSE | 0 | TRUE | 900 | FALSE | 0 | FALSE | 0 | FALSE | 0 | FALSE | 0 | FALSE | 0 | FALSE | 0 | FALSE | 0 | FALSE | 0 | FALSE | 0 | FALSE | 0 | FALSE | 0 | FALSE | 0 | FALSE | 0 | FALSE | 0 | FALSE | 0 | FALSE | 0 | FALSE | 0 | FALSE | 0 | FALSE | 0 | FALSE | 0
50 |  | 0 | 1587 | FALSE | 0 | FALSE | 0 | FALSE | 0 | FALSE | 0 | FALSE | 0 | FALSE | 0 | FALSE | 0 | FALSE | 0 | FALSE | 0 | FALSE | 0 | FALSE | 0 | FALSE | 0 | FALSE | 0 | FALSE | 0 | FALSE | 0 | FALSE | 0 | FALSE | 0 | FALSE | 0 | FALSE | 0 | FALSE | 0 | FALSE | 0 | FALSE | 0 | FALSE | 0 | FALSE | 0 | FALSE | 0 | FALSE | 0 | FALSE | 0 | FALSE | 0 | FALSE | 0 | FALSE | 0 | TRUE | 900 | FALSE | 0 | FALSE | 0 | FALSE | 0 | FALSE | 0 | FALSE | 0 | FALSE | 0 | FALSE | 0 | FALSE | 0 | FALSE | 0 | FALSE | 0 | FALSE | 0 | FALSE | 0 | FALSE | 0 | FALSE | 0 | FALSE | 0 | FALSE | 0 | FALSE | 0 | FALSE | 0 | FALSE | 0 | FALSE | 0
50 |  | 0 | 1586 | FALSE | 0 | FALSE | 0 | FALSE | 0 | FALSE | 0 | FALSE | 0 | FALSE | 0 | FALSE | 0 | FALSE | 0 | FALSE | 0 | FALSE | 0 | FALSE | 0 | FALSE | 0 | FALSE | 0 | FALSE | 0 | FALSE | 0 | FALSE | 0 | FALSE | 0 | FALSE | 0 | FALSE | 0 | FALSE | 0 | FALSE | 0 | FALSE | 0 | FALSE | 0 | FALSE | 0 | FALSE | 0 | FALSE | 0 | FALSE | 0 | FALSE | 0 | FALSE | 0 | FALSE | 0 | TRUE | 900 | FALSE | 0 | FALSE | 0 | FALSE | 0 | FALSE | 0 | FALSE | 0 | FALSE | 0 | FALSE | 0 | FALSE | 0 | FALSE | 0 | FALSE | 0 | FALSE | 0 | FALSE | 0 | FALSE | 0 | FALSE | 0 | FALSE | 0 | FALSE | 0 | FALSE | 0 | FALSE | 0 | FALSE | 0 | FALSE | 0
50 |  | 0 | 1585 | FALSE | 0 | FALSE | 0 | FALSE | 0 | FALSE | 0 | FALSE | 0 | FALSE | 0 | FALSE | 0 | FALSE | 0 | FALSE | 0 | FALSE | 0 | FALSE | 0 | FALSE | 0 | FALSE | 0 | FALSE | 0 | FALSE | 0 | FALSE | 0 | FALSE | 0 | FALSE | 0 | FALSE | 0 | FALSE | 0 | FALSE | 0 | FALSE | 0 | FALSE | 0 | FALSE | 0 | FALSE | 0 | FALSE | 0 | FALSE | 0 | FALSE | 0 | FALSE | 0 | FALSE | 0 | TRUE | 900 | FALSE | 0 | FALSE | 0 | FALSE | 0 | FALSE | 0 | FALSE | 0 | FALSE | 0 | FALSE | 0 | FALSE | 0 | FALSE | 0 | FALSE | 0 | FALSE | 0 | FALSE | 0 | FALSE | 0 | FALSE | 0 | FALSE | 0 | FALSE | 0 | FALSE | 0 | FALSE | 0 | FALSE | 0 | FALSE | 0
50 |  | 0 | 1584 | FALSE | 0 | FALSE | 0 | FALSE | 0 | FALSE | 0 | FALSE | 0 | FALSE | 0 | FALSE | 0 | FALSE | 0 | FALSE | 0 | FALSE | 0 | FALSE | 0 | FALSE | 0 | FALSE | 0 | FALSE | 0 | FALSE | 0 | FALSE | 0 | FALSE | 0 | FALSE | 0 | FALSE | 0 | FALSE | 0 | FALSE | 0 | FALSE | 0 | FALSE | 0 | FALSE | 0 | FALSE | 0 | FALSE | 0 | FALSE | 0 | FALSE | 0 | FALSE | 0 | FALSE | 0 | TRUE | 900 | FALSE | 0 | FALSE | 0 | FALSE | 0 | FALSE | 0 | FALSE | 0 | FALSE | 0 | FALSE | 0 | FALSE | 0 | FALSE | 0 | FALSE | 0 | FALSE | 0 | FALSE | 0 | FALSE | 0 | FALSE | 0 | FALSE | 0 | FALSE | 0 | FALSE | 0 | FALSE | 0 | FALSE | 0 | FALSE | 0
50 |  | 0 | 1583 | FALSE | 0 | FALSE | 0 | FALSE | 0 | FALSE | 0 | FALSE | 0 | FALSE | 0 | FALSE | 0 | FALSE | 0 | FALSE | 0 | FALSE | 0 | FALSE | 0 | FALSE | 0 | FALSE | 0 | FALSE | 0 | FALSE | 0 | FALSE | 0 | FALSE | 0 | FALSE | 0 | FALSE | 0 | FALSE | 0 | FALSE | 0 | FALSE | 0 | FALSE | 0 | FALSE | 0 | FALSE | 0 | FALSE | 0 | FALSE | 0 | FALSE | 0 | FALSE | 0 | FALSE | 0 | TRUE | 900 | FALSE | 0 | FALSE | 0 | FALSE | 0 | FALSE | 0 | FALSE | 0 | FALSE | 0 | FALSE | 0 | FALSE | 0 | FALSE | 0 | FALSE | 0 | FALSE | 0 | FALSE | 0 | FALSE | 0 | FALSE | 0 | FALSE | 0 | FALSE | 0 | FALSE | 0 | FALSE | 0 | FALSE | 0 | FALSE | 0
50 |  | 0 | 1582 | FALSE | 0 | FALSE | 0 | FALSE | 0 | FALSE | 0 | FALSE | 0 | FALSE | 0 | FALSE | 0 | FALSE | 0 | FALSE | 0 | FALSE | 0 | FALSE | 0 | FALSE | 0 | FALSE | 0 | FALSE | 0 | FALSE | 0 | FALSE | 0 | FALSE | 0 | FALSE | 0 | FALSE | 0 | FALSE | 0 | FALSE | 0 | FALSE | 0 | FALSE | 0 | FALSE | 0 | FALSE | 0 | FALSE | 0 | FALSE | 0 | FALSE | 0 | FALSE | 0 | FALSE | 0 | TRUE | 900 | FALSE | 0 | FALSE | 0 | FALSE | 0 | FALSE | 0 | FALSE | 0 | FALSE | 0 | FALSE | 0 | FALSE | 0 | FALSE | 0 | FALSE | 0 | FALSE | 0 | FALSE | 0 | FALSE | 0 | FALSE | 0 | FALSE | 0 | FALSE | 0 | FALSE | 0 | FALSE | 0 | FALSE | 0 | FALSE | 0
50 |  | 0 | 1581 | FALSE | 0 | FALSE | 0 | FALSE | 0 | FALSE | 0 | FALSE | 0 | FALSE | 0 | FALSE | 0 | FALSE | 0 | FALSE | 0 | FALSE | 0 | FALSE | 0 | FALSE | 0 | FALSE | 0 | FALSE | 0 | FALSE | 0 | FALSE | 0 | FALSE | 0 | FALSE | 0 | FALSE | 0 | FALSE | 0 | FALSE | 0 | FALSE | 0 | FALSE | 0 | FALSE | 0 | FALSE | 0 | FALSE | 0 | FALSE | 0 | FALSE | 0 | FALSE | 0 | FALSE | 0 | TRUE | 900 | FALSE | 0 | FALSE | 0 | FALSE | 0 | FALSE | 0 | FALSE | 0 | FALSE | 0 | FALSE | 0 | FALSE | 0 | FALSE | 0 | FALSE | 0 | FALSE | 0 | FALSE | 0 | FALSE | 0 | FALSE | 0 | FALSE | 0 | FALSE | 0 | FALSE | 0 | FALSE | 0 | FALSE | 0 | FALSE | 0
50 |  | 0 | 1580 | FALSE | 0 | FALSE | 0 | FALSE | 0 | FALSE | 0 | FALSE | 0 | FALSE | 0 | FALSE | 0 | FALSE | 0 | FALSE | 0 | FALSE | 0 | FALSE | 0 | FALSE | 0 | FALSE | 0 | FALSE | 0 | FALSE | 0 | FALSE | 0 | FALSE | 0 | FALSE | 0 | FALSE | 0 | FALSE | 0 | FALSE | 0 | FALSE | 0 | FALSE | 0 | FALSE | 0 | FALSE | 0 | FALSE | 0 | FALSE | 0 | FALSE | 0 | FALSE | 0 | FALSE | 0 | TRUE | 900 | FALSE | 0 | FALSE | 0 | FALSE | 0 | FALSE | 0 | FALSE | 0 | FALSE | 0 | FALSE | 0 | FALSE | 0 | FALSE | 0 | FALSE | 0 | FALSE | 0 | FALSE | 0 | FALSE | 0 | FALSE | 0 | FALSE | 0 | FALSE | 0 | FALSE | 0 | FALSE | 0 | FALSE | 0 | FALSE | 0
50 |  | 0 | 1579 | FALSE | 0 | FALSE | 0 | FALSE | 0 | FALSE | 0 | FALSE | 0 | FALSE | 0 | FALSE | 0 | FALSE | 0 | FALSE | 0 | FALSE | 0 | FALSE | 0 | FALSE | 0 | FALSE | 0 | FALSE | 0 | FALSE | 0 | FALSE | 0 | FALSE | 0 | FALSE | 0 | FALSE | 0 | FALSE | 0 | FALSE | 0 | FALSE | 0 | FALSE | 0 | FALSE | 0 | FALSE | 0 | FALSE | 0 | FALSE | 0 | FALSE | 0 | FALSE | 0 | FALSE | 0 | TRUE | 900 | FALSE | 0 | FALSE | 0 | FALSE | 0 | FALSE | 0 | FALSE | 0 | FALSE | 0 | FALSE | 0 | FALSE | 0 | FALSE | 0 | FALSE | 0 | FALSE | 0 | FALSE | 0 | FALSE | 0 | FALSE | 0 | FALSE | 0 | FALSE | 0 | FALSE | 0 | FALSE | 0 | FALSE | 0 | FALSE | 0
50 |  | 0 | 1578 | FALSE | 0 | FALSE | 0 | FALSE | 0 | FALSE | 0 | FALSE | 0 | FALSE | 0 | FALSE | 0 | FALSE | 0 | FALSE | 0 | FALSE | 0 | FALSE | 0 | FALSE | 0 | FALSE | 0 | FALSE | 0 | FALSE | 0 | FALSE | 0 | FALSE | 0 | FALSE | 0 | FALSE | 0 | FALSE | 0 | FALSE | 0 | FALSE | 0 | FALSE | 0 | FALSE | 0 | FALSE | 0 | FALSE | 0 | FALSE | 0 | FALSE | 0 | FALSE | 0 | FALSE | 0 | TRUE | 900 | FALSE | 0 | FALSE | 0 | FALSE | 0 | FALSE | 0 | FALSE | 0 | FALSE | 0 | FALSE | 0 | FALSE | 0 | FALSE | 0 | FALSE | 0 | FALSE | 0 | FALSE | 0 | FALSE | 0 | FALSE | 0 | FALSE | 0 | FALSE | 0 | FALSE | 0 | FALSE | 0 | FALSE | 0 | FALSE | 0
50 |  | 0 | 1577 | FALSE | 0 | FALSE | 0 | FALSE | 0 | FALSE | 0 | FALSE | 0 | FALSE | 0 | FALSE | 0 | FALSE | 0 | FALSE | 0 | FALSE | 0 | FALSE | 0 | FALSE | 0 | FALSE | 0 | FALSE | 0 | FALSE | 0 | FALSE | 0 | FALSE | 0 | FALSE | 0 | FALSE | 0 | FALSE | 0 | FALSE | 0 | FALSE | 0 | FALSE | 0 | FALSE | 0 | FALSE | 0 | FALSE | 0 | FALSE | 0 | FALSE | 0 | FALSE | 0 | FALSE | 0 | TRUE | 900 | FALSE | 0 | FALSE | 0 | FALSE | 0 | FALSE | 0 | FALSE | 0 | FALSE | 0 | FALSE | 0 | FALSE | 0 | FALSE | 0 | FALSE | 0 | FALSE | 0 | FALSE | 0 | FALSE | 0 | FALSE | 0 | FALSE | 0 | FALSE | 0 | FALSE | 0 | FALSE | 0 | FALSE | 0 | FALSE | 0
50 |  | 0 | 1576 | FALSE | 0 | FALSE | 0 | FALSE | 0 | FALSE | 0 | FALSE | 0 | FALSE | 0 | FALSE | 0 | FALSE | 0 | FALSE | 0 | FALSE | 0 | FALSE | 0 | FALSE | 0 | FALSE | 0 | FALSE | 0 | FALSE | 0 | FALSE | 0 | FALSE | 0 | FALSE | 0 | FALSE | 0 | FALSE | 0 | FALSE | 0 | FALSE | 0 | FALSE | 0 | FALSE | 0 | FALSE | 0 | FALSE | 0 | FALSE | 0 | FALSE | 0 | FALSE | 0 | FALSE | 0 | TRUE | 900 | FALSE | 0 | FALSE | 0 | FALSE | 0 | FALSE | 0 | FALSE | 0 | FALSE | 0 | FALSE | 0 | FALSE | 0 | FALSE | 0 | FALSE | 0 | FALSE | 0 | FALSE | 0 | FALSE | 0 | FALSE | 0 | FALSE | 0 | FALSE | 0 | FALSE | 0 | FALSE | 0 | FALSE | 0 | FALSE | 0
50 |  | 0 | 1575 | FALSE | 0 | FALSE | 0 | FALSE | 0 | FALSE | 0 | FALSE | 0 | FALSE | 0 | FALSE | 0 | FALSE | 0 | FALSE | 0 | FALSE | 0 | FALSE | 0 | FALSE | 0 | FALSE | 0 | FALSE | 0 | FALSE | 0 | FALSE | 0 | FALSE | 0 | FALSE | 0 | FALSE | 0 | FALSE | 0 | FALSE | 0 | FALSE | 0 | FALSE | 0 | FALSE | 0 | FALSE | 0 | FALSE | 0 | FALSE | 0 | FALSE | 0 | FALSE | 0 | FALSE | 0 | TRUE | 900 | FALSE | 0 | FALSE | 0 | FALSE | 0 | FALSE | 0 | FALSE | 0 | FALSE | 0 | FALSE | 0 | FALSE | 0 | FALSE | 0 | FALSE | 0 | FALSE | 0 | FALSE | 0 | FALSE | 0 | FALSE | 0 | FALSE | 0 | FALSE | 0 | FALSE | 0 | FALSE | 0 | FALSE | 0 | FALSE | 0
50 |  | 0 | 1574 | FALSE | 0 | FALSE | 0 | FALSE | 0 | FALSE | 0 | FALSE | 0 | FALSE | 0 | FALSE | 0 | FALSE | 0 | FALSE | 0 | FALSE | 0 | FALSE | 0 | FALSE | 0 | FALSE | 0 | FALSE | 0 | FALSE | 0 | FALSE | 0 | FALSE | 0 | FALSE | 0 | FALSE | 0 | FALSE | 0 | FALSE | 0 | FALSE | 0 | FALSE | 0 | FALSE | 0 | FALSE | 0 | FALSE | 0 | FALSE | 0 | FALSE | 0 | FALSE | 0 | FALSE | 0 | TRUE | 900 | FALSE | 0 | FALSE | 0 | FALSE | 0 | FALSE | 0 | FALSE | 0 | FALSE | 0 | FALSE | 0 | FALSE | 0 | FALSE | 0 | FALSE | 0 | FALSE | 0 | FALSE | 0 | FALSE | 0 | FALSE | 0 | FALSE | 0 | FALSE | 0 | FALSE | 0 | FALSE | 0 | FALSE | 0 | FALSE | 0
50 |  | 0 | 1573 | FALSE | 0 | FALSE | 0 | FALSE | 0 | FALSE | 0 | FALSE | 0 | FALSE | 0 | FALSE | 0 | FALSE | 0 | FALSE | 0 | FALSE | 0 | FALSE | 0 | FALSE | 0 | FALSE | 0 | FALSE | 0 | FALSE | 0 | FALSE | 0 | FALSE | 0 | FALSE | 0 | FALSE | 0 | FALSE | 0 | FALSE | 0 | FALSE | 0 | FALSE | 0 | FALSE | 0 | FALSE | 0 | FALSE | 0 | FALSE | 0 | FALSE | 0 | FALSE | 0 | FALSE | 0 | TRUE | 900 | FALSE | 0 | FALSE | 0 | FALSE | 0 | FALSE | 0 | FALSE | 0 | FALSE | 0 | FALSE | 0 | FALSE | 0 | FALSE | 0 | FALSE | 0 | FALSE | 0 | FALSE | 0 | FALSE | 0 | FALSE | 0 | FALSE | 0 | FALSE | 0 | FALSE | 0 | FALSE | 0 | FALSE | 0 | FALSE | 0
50 |  | 0 | 1572 | FALSE | 0 | FALSE | 0 | FALSE | 0 | FALSE | 0 | FALSE | 0 | FALSE | 0 | FALSE | 0 | FALSE | 0 | FALSE | 0 | FALSE | 0 | FALSE | 0 | FALSE | 0 | FALSE | 0 | FALSE | 0 | FALSE | 0 | FALSE | 0 | FALSE | 0 | FALSE | 0 | FALSE | 0 | FALSE | 0 | FALSE | 0 | FALSE | 0 | FALSE | 0 | FALSE | 0 | FALSE | 0 | FALSE | 0 | FALSE | 0 | FALSE | 0 | FALSE | 0 | FALSE | 0 | TRUE | 900 | FALSE | 0 | FALSE | 0 | FALSE | 0 | FALSE | 0 | FALSE | 0 | FALSE | 0 | FALSE | 0 | FALSE | 0 | FALSE | 0 | FALSE | 0 | FALSE | 0 | FALSE | 0 | FALSE | 0 | FALSE | 0 | FALSE | 0 | FALSE | 0 | FALSE | 0 | FALSE | 0 | FALSE | 0 | FALSE | 0
50 |  | 0 | 1571 | FALSE | 0 | FALSE | 0 | FALSE | 0 | FALSE | 0 | FALSE | 0 | FALSE | 0 | FALSE | 0 | FALSE | 0 | FALSE | 0 | FALSE | 0 | FALSE | 0 | FALSE | 0 | FALSE | 0 | FALSE | 0 | FALSE | 0 | FALSE | 0 | FALSE | 0 | FALSE | 0 | FALSE | 0 | FALSE | 0 | FALSE | 0 | FALSE | 0 | FALSE | 0 | FALSE | 0 | FALSE | 0 | FALSE | 0 | FALSE | 0 | FALSE | 0 | FALSE | 0 | FALSE | 0 | TRUE | 900 | FALSE | 0 | FALSE | 0 | FALSE | 0 | FALSE | 0 | FALSE | 0 | FALSE | 0 | FALSE | 0 | FALSE | 0 | FALSE | 0 | FALSE | 0 | FALSE | 0 | FALSE | 0 | FALSE | 0 | FALSE | 0 | FALSE | 0 | FALSE | 0 | FALSE | 0 | FALSE | 0 | FALSE | 0 | FALSE | 0
50 |  | 0 | 1570 | FALSE | 0 | FALSE | 0 | FALSE | 0 | FALSE | 0 | FALSE | 0 | FALSE | 0 | FALSE | 0 | FALSE | 0 | FALSE | 0 | FALSE | 0 | FALSE | 0 | FALSE | 0 | FALSE | 0 | FALSE | 0 | FALSE | 0 | FALSE | 0 | FALSE | 0 | FALSE | 0 | FALSE | 0 | FALSE | 0 | FALSE | 0 | FALSE | 0 | FALSE | 0 | FALSE | 0 | FALSE | 0 | FALSE | 0 | FALSE | 0 | FALSE | 0 | FALSE | 0 | FALSE | 0 | TRUE | 900 | FALSE | 0 | FALSE | 0 | FALSE | 0 | FALSE | 0 | FALSE | 0 | FALSE | 0 | FALSE | 0 | FALSE | 0 | FALSE | 0 | FALSE | 0 | FALSE | 0 | FALSE | 0 | FALSE | 0 | FALSE | 0 | FALSE | 0 | FALSE | 0 | FALSE | 0 | FALSE | 0 | FALSE | 0 | FALSE | 0
50 |  | 0 | 1569 | FALSE | 0 | FALSE | 0 | FALSE | 0 | FALSE | 0 | FALSE | 0 | FALSE | 0 | FALSE | 0 | FALSE | 0 | FALSE | 0 | FALSE | 0 | FALSE | 0 | FALSE | 0 | FALSE | 0 | FALSE | 0 | FALSE | 0 | FALSE | 0 | FALSE | 0 | FALSE | 0 | FALSE | 0 | FALSE | 0 | FALSE | 0 | FALSE | 0 | FALSE | 0 | FALSE | 0 | FALSE | 0 | FALSE | 0 | FALSE | 0 | FALSE | 0 | FALSE | 0 | FALSE | 0 | TRUE | 900 | FALSE | 0 | FALSE | 0 | FALSE | 0 | FALSE | 0 | FALSE | 0 | FALSE | 0 | FALSE | 0 | FALSE | 0 | FALSE | 0 | FALSE | 0 | FALSE | 0 | FALSE | 0 | FALSE | 0 | FALSE | 0 | FALSE | 0 | FALSE | 0 | FALSE | 0 | FALSE | 0 | FALSE | 0 | FALSE | 0
50 |  | 0 | 1568 | FALSE | 0 | FALSE | 0 | FALSE | 0 | FALSE | 0 | FALSE | 0 | FALSE | 0 | FALSE | 0 | FALSE | 0 | FALSE | 0 | FALSE | 0 | FALSE | 0 | FALSE | 0 | FALSE | 0 | FALSE | 0 | FALSE | 0 | FALSE | 0 | FALSE | 0 | FALSE | 0 | FALSE | 0 | FALSE | 0 | FALSE | 0 | FALSE | 0 | FALSE | 0 | FALSE | 0 | FALSE | 0 | FALSE | 0 | FALSE | 0 | FALSE | 0 | FALSE | 0 | FALSE | 0 | TRUE | 900 | FALSE | 0 | FALSE | 0 | FALSE | 0 | FALSE | 0 | FALSE | 0 | FALSE | 0 | FALSE | 0 | FALSE | 0 | FALSE | 0 | FALSE | 0 | FALSE | 0 | FALSE | 0 | FALSE | 0 | FALSE | 0 | FALSE | 0 | FALSE | 0 | FALSE | 0 | FALSE | 0 | FALSE | 0 | FALSE | 0
50 |  | 0 | 1567 | FALSE | 0 | FALSE | 0 | FALSE | 0 | FALSE | 0 | FALSE | 0 | FALSE | 0 | FALSE | 0 | FALSE | 0 | FALSE | 0 | FALSE | 0 | FALSE | 0 | FALSE | 0 | FALSE | 0 | FALSE | 0 | FALSE | 0 | FALSE | 0 | FALSE | 0 | FALSE | 0 | FALSE | 0 | FALSE | 0 | FALSE | 0 | FALSE | 0 | FALSE | 0 | FALSE | 0 | FALSE | 0 | FALSE | 0 | FALSE | 0 | FALSE | 0 | FALSE | 0 | FALSE | 0 | TRUE | 900 | FALSE | 0 | FALSE | 0 | FALSE | 0 | FALSE | 0 | FALSE | 0 | FALSE | 0 | FALSE | 0 | FALSE | 0 | FALSE | 0 | FALSE | 0 | FALSE | 0 | FALSE | 0 | FALSE | 0 | FALSE | 0 | FALSE | 0 | FALSE | 0 | FALSE | 0 | FALSE | 0 | FALSE | 0 | FALSE | 0
50 |  | 0 | 1566 | FALSE | 0 | FALSE | 0 | FALSE | 0 | FALSE | 0 | FALSE | 0 | FALSE | 0 | FALSE | 0 | FALSE | 0 | FALSE | 0 | FALSE | 0 | FALSE | 0 | FALSE | 0 | FALSE | 0 | FALSE | 0 | FALSE | 0 | FALSE | 0 | FALSE | 0 | FALSE | 0 | FALSE | 0 | FALSE | 0 | FALSE | 0 | FALSE | 0 | FALSE | 0 | FALSE | 0 | FALSE | 0 | FALSE | 0 | FALSE | 0 | FALSE | 0 | FALSE | 0 | FALSE | 0 | TRUE | 900 | FALSE | 0 | FALSE | 0 | FALSE | 0 | FALSE | 0 | FALSE | 0 | FALSE | 0 | FALSE | 0 | FALSE | 0 | FALSE | 0 | FALSE | 0 | FALSE | 0 | FALSE | 0 | FALSE | 0 | FALSE | 0 | FALSE | 0 | FALSE | 0 | FALSE | 0 | FALSE | 0 | FALSE | 0 | FALSE | 0
50 |  | 0 | 1565 | FALSE | 0 | FALSE | 0 | FALSE | 0 | FALSE | 0 | FALSE | 0 | FALSE | 0 | FALSE | 0 | FALSE | 0 | FALSE | 0 | FALSE | 0 | FALSE | 0 | FALSE | 0 | FALSE | 0 | FALSE | 0 | FALSE | 0 | FALSE | 0 | FALSE | 0 | FALSE | 0 | FALSE | 0 | FALSE | 0 | FALSE | 0 | FALSE | 0 | FALSE | 0 | FALSE | 0 | FALSE | 0 | FALSE | 0 | FALSE | 0 | FALSE | 0 | FALSE | 0 | FALSE | 0 | TRUE | 900 | FALSE | 0 | FALSE | 0 | FALSE | 0 | FALSE | 0 | FALSE | 0 | FALSE | 0 | FALSE | 0 | FALSE | 0 | FALSE | 0 | FALSE | 0 | FALSE | 0 | FALSE | 0 | FALSE | 0 | FALSE | 0 | FALSE | 0 | FALSE | 0 | FALSE | 0 | FALSE | 0 | FALSE | 0 | FALSE | 0
50 |  | 0 | 1564 | FALSE | 0 | FALSE | 0 | FALSE | 0 | FALSE | 0 | FALSE | 0 | FALSE | 0 | FALSE | 0 | FALSE | 0 | FALSE | 0 | FALSE | 0 | FALSE | 0 | FALSE | 0 | FALSE | 0 | FALSE | 0 | FALSE | 0 | FALSE | 0 | FALSE | 0 | FALSE | 0 | FALSE | 0 | FALSE | 0 | FALSE | 0 | FALSE | 0 | FALSE | 0 | FALSE | 0 | FALSE | 0 | FALSE | 0 | FALSE | 0 | FALSE | 0 | FALSE | 0 | FALSE | 0 | TRUE | 900 | FALSE | 0 | FALSE | 0 | FALSE | 0 | FALSE | 0 | FALSE | 0 | FALSE | 0 | FALSE | 0 | FALSE | 0 | FALSE | 0 | FALSE | 0 | FALSE | 0 | FALSE | 0 | FALSE | 0 | FALSE | 0 | FALSE | 0 | FALSE | 0 | FALSE | 0 | FALSE | 0 | FALSE | 0 | FALSE | 0
50 |  | 0 | 1563 | FALSE | 0 | FALSE | 0 | FALSE | 0 | FALSE | 0 | FALSE | 0 | FALSE | 0 | FALSE | 0 | FALSE | 0 | FALSE | 0 | FALSE | 0 | FALSE | 0 | FALSE | 0 | FALSE | 0 | FALSE | 0 | FALSE | 0 | FALSE | 0 | FALSE | 0 | FALSE | 0 | FALSE | 0 | FALSE | 0 | FALSE | 0 | FALSE | 0 | FALSE | 0 | FALSE | 0 | FALSE | 0 | FALSE | 0 | FALSE | 0 | FALSE | 0 | FALSE | 0 | FALSE | 0 | TRUE | 900 | FALSE | 0 | FALSE | 0 | FALSE | 0 | FALSE | 0 | FALSE | 0 | FALSE | 0 | FALSE | 0 | FALSE | 0 | FALSE | 0 | FALSE | 0 | FALSE | 0 | FALSE | 0 | FALSE | 0 | FALSE | 0 | FALSE | 0 | FALSE | 0 | FALSE | 0 | FALSE | 0 | FALSE | 0 | FALSE | 0
50 |  | 0 | 1562 | FALSE | 0 | FALSE | 0 | FALSE | 0 | FALSE | 0 | FALSE | 0 | FALSE | 0 | FALSE | 0 | FALSE | 0 | FALSE | 0 | FALSE | 0 | FALSE | 0 | FALSE | 0 | FALSE | 0 | FALSE | 0 | FALSE | 0 | FALSE | 0 | FALSE | 0 | FALSE | 0 | FALSE | 0 | FALSE | 0 | FALSE | 0 | FALSE | 0 | FALSE | 0 | FALSE | 0 | FALSE | 0 | FALSE | 0 | FALSE | 0 | FALSE | 0 | FALSE | 0 | FALSE | 0 | TRUE | 900 | FALSE | 0 | FALSE | 0 | FALSE | 0 | FALSE | 0 | FALSE | 0 | FALSE | 0 | FALSE | 0 | FALSE | 0 | FALSE | 0 | FALSE | 0 | FALSE | 0 | FALSE | 0 | FALSE | 0 | FALSE | 0 | FALSE | 0 | FALSE | 0 | FALSE | 0 | FALSE | 0 | FALSE | 0 | FALSE | 0
50 |  | 0 | 1561 | FALSE | 0 | FALSE | 0 | FALSE | 0 | FALSE | 0 | FALSE | 0 | FALSE | 0 | FALSE | 0 | FALSE | 0 | FALSE | 0 | FALSE | 0 | FALSE | 0 | FALSE | 0 | FALSE | 0 | FALSE | 0 | FALSE | 0 | FALSE | 0 | FALSE | 0 | FALSE | 0 | FALSE | 0 | FALSE | 0 | FALSE | 0 | FALSE | 0 | FALSE | 0 | FALSE | 0 | FALSE | 0 | FALSE | 0 | FALSE | 0 | FALSE | 0 | FALSE | 0 | FALSE | 0 | TRUE | 900 | FALSE | 0 | FALSE | 0 | FALSE | 0 | FALSE | 0 | FALSE | 0 | FALSE | 0 | FALSE | 0 | FALSE | 0 | FALSE | 0 | FALSE | 0 | FALSE | 0 | FALSE | 0 | FALSE | 0 | FALSE | 0 | FALSE | 0 | FALSE | 0 | FALSE | 0 | FALSE | 0 | FALSE | 0 | FALSE | 0
50 |  | 0 | 1560 | FALSE | 0 | FALSE | 0 | FALSE | 0 | FALSE | 0 | FALSE | 0 | FALSE | 0 | FALSE | 0 | FALSE | 0 | FALSE | 0 | FALSE | 0 | FALSE | 0 | FALSE | 0 | FALSE | 0 | FALSE | 0 | FALSE | 0 | FALSE | 0 | FALSE | 0 | FALSE | 0 | FALSE | 0 | FALSE | 0 | FALSE | 0 | FALSE | 0 | FALSE | 0 | FALSE | 0 | FALSE | 0 | FALSE | 0 | FALSE | 0 | FALSE | 0 | FALSE | 0 | FALSE | 0 | TRUE | 900 | FALSE | 0 | FALSE | 0 | FALSE | 0 | FALSE | 0 | FALSE | 0 | FALSE | 0 | FALSE | 0 | FALSE | 0 | FALSE | 0 | FALSE | 0 | FALSE | 0 | FALSE | 0 | FALSE | 0 | FALSE | 0 | FALSE | 0 | FALSE | 0 | FALSE | 0 | FALSE | 0 | FALSE | 0 | FALSE | 0
50 |  | 0 | 1559 | FALSE | 0 | FALSE | 0 | FALSE | 0 | FALSE | 0 | FALSE | 0 | FALSE | 0 | FALSE | 0 | FALSE | 0 | FALSE | 0 | FALSE | 0 | FALSE | 0 | FALSE | 0 | FALSE | 0 | FALSE | 0 | FALSE | 0 | FALSE | 0 | FALSE | 0 | FALSE | 0 | FALSE | 0 | FALSE | 0 | FALSE | 0 | FALSE | 0 | FALSE | 0 | FALSE | 0 | FALSE | 0 | FALSE | 0 | FALSE | 0 | FALSE | 0 | FALSE | 0 | FALSE | 0 | TRUE | 900 | FALSE | 0 | FALSE | 0 | FALSE | 0 | FALSE | 0 | FALSE | 0 | FALSE | 0 | FALSE | 0 | FALSE | 0 | FALSE | 0 | FALSE | 0 | FALSE | 0 | FALSE | 0 | FALSE | 0 | FALSE | 0 | FALSE | 0 | FALSE | 0 | FALSE | 0 | FALSE | 0 | FALSE | 0 | FALSE | 0
50 |  | 0 | 1558 | FALSE | 0 | FALSE | 0 | FALSE | 0 | FALSE | 0 | FALSE | 0 | FALSE | 0 | FALSE | 0 | FALSE | 0 | FALSE | 0 | FALSE | 0 | FALSE | 0 | FALSE | 0 | FALSE | 0 | FALSE | 0 | FALSE | 0 | FALSE | 0 | FALSE | 0 | FALSE | 0 | FALSE | 0 | FALSE | 0 | FALSE | 0 | FALSE | 0 | FALSE | 0 | FALSE | 0 | FALSE | 0 | FALSE | 0 | FALSE | 0 | FALSE | 0 | FALSE | 0 | FALSE | 0 | TRUE | 900 | FALSE | 0 | FALSE | 0 | FALSE | 0 | FALSE | 0 | FALSE | 0 | FALSE | 0 | FALSE | 0 | FALSE | 0 | FALSE | 0 | FALSE | 0 | FALSE | 0 | FALSE | 0 | FALSE | 0 | FALSE | 0 | FALSE | 0 | FALSE | 0 | FALSE | 0 | FALSE | 0 | FALSE | 0 | FALSE | 0
50 |  | 0 | 1557 | FALSE | 0 | FALSE | 0 | FALSE | 0 | FALSE | 0 | FALSE | 0 | FALSE | 0 | FALSE | 0 | FALSE | 0 | FALSE | 0 | FALSE | 0 | FALSE | 0 | FALSE | 0 | FALSE | 0 | FALSE | 0 | FALSE | 0 | FALSE | 0 | FALSE | 0 | FALSE | 0 | FALSE | 0 | FALSE | 0 | FALSE | 0 | FALSE | 0 | FALSE | 0 | FALSE | 0 | FALSE | 0 | FALSE | 0 | FALSE | 0 | FALSE | 0 | FALSE | 0 | FALSE | 0 | TRUE | 900 | FALSE | 0 | FALSE | 0 | FALSE | 0 | FALSE | 0 | FALSE | 0 | FALSE | 0 | FALSE | 0 | FALSE | 0 | FALSE | 0 | FALSE | 0 | FALSE | 0 | FALSE | 0 | FALSE | 0 | FALSE | 0 | FALSE | 0 | FALSE | 0 | FALSE | 0 | FALSE | 0 | FALSE | 0 | FALSE | 0
50 |  | 0 | 1556 | FALSE | 0 | FALSE | 0 | FALSE | 0 | FALSE | 0 | FALSE | 0 | FALSE | 0 | FALSE | 0 | FALSE | 0 | FALSE | 0 | FALSE | 0 | FALSE | 0 | FALSE | 0 | FALSE | 0 | FALSE | 0 | FALSE | 0 | FALSE | 0 | FALSE | 0 | FALSE | 0 | FALSE | 0 | FALSE | 0 | FALSE | 0 | FALSE | 0 | FALSE | 0 | FALSE | 0 | FALSE | 0 | FALSE | 0 | FALSE | 0 | FALSE | 0 | FALSE | 0 | FALSE | 0 | TRUE | 900 | FALSE | 0 | FALSE | 0 | FALSE | 0 | FALSE | 0 | FALSE | 0 | FALSE | 0 | FALSE | 0 | FALSE | 0 | FALSE | 0 | FALSE | 0 | FALSE | 0 | FALSE | 0 | FALSE | 0 | FALSE | 0 | FALSE | 0 | FALSE | 0 | FALSE | 0 | FALSE | 0 | FALSE | 0 | FALSE | 0
50 |  | 0 | 1555 | FALSE | 0 | FALSE | 0 | FALSE | 0 | FALSE | 0 | FALSE | 0 | FALSE | 0 | FALSE | 0 | FALSE | 0 | FALSE | 0 | FALSE | 0 | FALSE | 0 | FALSE | 0 | FALSE | 0 | FALSE | 0 | FALSE | 0 | FALSE | 0 | FALSE | 0 | FALSE | 0 | FALSE | 0 | FALSE | 0 | FALSE | 0 | FALSE | 0 | FALSE | 0 | FALSE | 0 | FALSE | 0 | FALSE | 0 | FALSE | 0 | FALSE | 0 | FALSE | 0 | FALSE | 0 | TRUE | 900 | FALSE | 0 | FALSE | 0 | FALSE | 0 | FALSE | 0 | FALSE | 0 | FALSE | 0 | FALSE | 0 | FALSE | 0 | FALSE | 0 | FALSE | 0 | FALSE | 0 | FALSE | 0 | FALSE | 0 | FALSE | 0 | FALSE | 0 | FALSE | 0 | FALSE | 0 | FALSE | 0 | FALSE | 0 | FALSE | 0
50 |  | 0 | 1554 | FALSE | 0 | FALSE | 0 | FALSE | 0 | FALSE | 0 | FALSE | 0 | FALSE | 0 | FALSE | 0 | FALSE | 0 | FALSE | 0 | FALSE | 0 | FALSE | 0 | FALSE | 0 | FALSE | 0 | FALSE | 0 | FALSE | 0 | FALSE | 0 | FALSE | 0 | FALSE | 0 | FALSE | 0 | FALSE | 0 | FALSE | 0 | FALSE | 0 | FALSE | 0 | FALSE | 0 | FALSE | 0 | FALSE | 0 | FALSE | 0 | FALSE | 0 | FALSE | 0 | FALSE | 0 | TRUE | 900 | FALSE | 0 | FALSE | 0 | FALSE | 0 | FALSE | 0 | FALSE | 0 | FALSE | 0 | FALSE | 0 | FALSE | 0 | FALSE | 0 | FALSE | 0 | FALSE | 0 | FALSE | 0 | FALSE | 0 | FALSE | 0 | FALSE | 0 | FALSE | 0 | FALSE | 0 | FALSE | 0 | FALSE | 0 | FALSE | 0
50 |  | 0 | 1553 | FALSE | 0 | FALSE | 0 | FALSE | 0 | FALSE | 0 | FALSE | 0 | FALSE | 0 | FALSE | 0 | FALSE | 0 | FALSE | 0 | FALSE | 0 | FALSE | 0 | FALSE | 0 | FALSE | 0 | FALSE | 0 | FALSE | 0 | FALSE | 0 | FALSE | 0 | FALSE | 0 | FALSE | 0 | FALSE | 0 | FALSE | 0 | FALSE | 0 | FALSE | 0 | FALSE | 0 | FALSE | 0 | FALSE | 0 | FALSE | 0 | FALSE | 0 | FALSE | 0 | FALSE | 0 | TRUE | 900 | FALSE | 0 | FALSE | 0 | FALSE | 0 | FALSE | 0 | FALSE | 0 | FALSE | 0 | FALSE | 0 | FALSE | 0 | FALSE | 0 | FALSE | 0 | FALSE | 0 | FALSE | 0 | FALSE | 0 | FALSE | 0 | FALSE | 0 | FALSE | 0 | FALSE | 0 | FALSE | 0 | FALSE | 0 | FALSE | 0
50 |  | 0 | 1552 | FALSE | 0 | FALSE | 0 | FALSE | 0 | FALSE | 0 | FALSE | 0 | FALSE | 0 | FALSE | 0 | FALSE | 0 | FALSE | 0 | FALSE | 0 | FALSE | 0 | FALSE | 0 | FALSE | 0 | FALSE | 0 | FALSE | 0 | FALSE | 0 | FALSE | 0 | FALSE | 0 | FALSE | 0 | FALSE | 0 | FALSE | 0 | FALSE | 0 | FALSE | 0 | FALSE | 0 | FALSE | 0 | FALSE | 0 | FALSE | 0 | FALSE | 0 | FALSE | 0 | FALSE | 0 | TRUE | 900 | FALSE | 0 | FALSE | 0 | FALSE | 0 | FALSE | 0 | FALSE | 0 | FALSE | 0 | FALSE | 0 | FALSE | 0 | FALSE | 0 | FALSE | 0 | FALSE | 0 | FALSE | 0 | FALSE | 0 | FALSE | 0 | FALSE | 0 | FALSE | 0 | FALSE | 0 | FALSE | 0 | FALSE | 0 | FALSE | 0
50 |  | 0 | 1551 | FALSE | 0 | FALSE | 0 | FALSE | 0 | FALSE | 0 | FALSE | 0 | FALSE | 0 | FALSE | 0 | FALSE | 0 | FALSE | 0 | FALSE | 0 | FALSE | 0 | FALSE | 0 | FALSE | 0 | FALSE | 0 | FALSE | 0 | FALSE | 0 | FALSE | 0 | FALSE | 0 | FALSE | 0 | FALSE | 0 | FALSE | 0 | FALSE | 0 | FALSE | 0 | FALSE | 0 | FALSE | 0 | FALSE | 0 | FALSE | 0 | FALSE | 0 | FALSE | 0 | FALSE | 0 | TRUE | 900 | FALSE | 0 | FALSE | 0 | FALSE | 0 | FALSE | 0 | FALSE | 0 | FALSE | 0 | FALSE | 0 | FALSE | 0 | FALSE | 0 | FALSE | 0 | FALSE | 0 | FALSE | 0 | FALSE | 0 | FALSE | 0 | FALSE | 0 | FALSE | 0 | FALSE | 0 | FALSE | 0 | FALSE | 0 | FALSE | 0
50 |  | 0 | 1550 | FALSE | 0 | FALSE | 0 | FALSE | 0 | FALSE | 0 | FALSE | 0 | FALSE | 0 | FALSE | 0 | FALSE | 0 | FALSE | 0 | FALSE | 0 | FALSE | 0 | FALSE | 0 | FALSE | 0 | FALSE | 0 | FALSE | 0 | FALSE | 0 | FALSE | 0 | FALSE | 0 | FALSE | 0 | FALSE | 0 | FALSE | 0 | FALSE | 0 | FALSE | 0 | FALSE | 0 | FALSE | 0 | FALSE | 0 | FALSE | 0 | FALSE | 0 | FALSE | 0 | FALSE | 0 | TRUE | 900 | FALSE | 0 | FALSE | 0 | FALSE | 0 | FALSE | 0 | FALSE | 0 | FALSE | 0 | FALSE | 0 | FALSE | 0 | FALSE | 0 | FALSE | 0 | FALSE | 0 | FALSE | 0 | FALSE | 0 | FALSE | 0 | FALSE | 0 | FALSE | 0 | FALSE | 0 | FALSE | 0 | FALSE | 0 | FALSE | 0
50 |  | 0 | 1549 | FALSE | 0 | FALSE | 0 | FALSE | 0 | FALSE | 0 | FALSE | 0 | FALSE | 0 | FALSE | 0 | FALSE | 0 | FALSE | 0 | FALSE | 0 | FALSE | 0 | FALSE | 0 | FALSE | 0 | FALSE | 0 | FALSE | 0 | FALSE | 0 | FALSE | 0 | FALSE | 0 | FALSE | 0 | FALSE | 0 | FALSE | 0 | FALSE | 0 | FALSE | 0 | FALSE | 0 | FALSE | 0 | FALSE | 0 | FALSE | 0 | FALSE | 0 | FALSE | 0 | FALSE | 0 | TRUE | 900 | FALSE | 0 | FALSE | 0 | FALSE | 0 | FALSE | 0 | FALSE | 0 | FALSE | 0 | FALSE | 0 | FALSE | 0 | FALSE | 0 | FALSE | 0 | FALSE | 0 | FALSE | 0 | FALSE | 0 | FALSE | 0 | FALSE | 0 | FALSE | 0 | FALSE | 0 | FALSE | 0 | FALSE | 0 | FALSE | 0
50 |  | 0 | 1548 | FALSE | 0 | FALSE | 0 | FALSE | 0 | FALSE | 0 | FALSE | 0 | FALSE | 0 | FALSE | 0 | FALSE | 0 | FALSE | 0 | FALSE | 0 | FALSE | 0 | FALSE | 0 | FALSE | 0 | FALSE | 0 | FALSE | 0 | FALSE | 0 | FALSE | 0 | FALSE | 0 | FALSE | 0 | FALSE | 0 | FALSE | 0 | FALSE | 0 | FALSE | 0 | FALSE | 0 | FALSE | 0 | FALSE | 0 | FALSE | 0 | FALSE | 0 | FALSE | 0 | FALSE | 0 | TRUE | 900 | FALSE | 0 | FALSE | 0 | FALSE | 0 | FALSE | 0 | FALSE | 0 | FALSE | 0 | FALSE | 0 | FALSE | 0 | FALSE | 0 | FALSE | 0 | FALSE | 0 | FALSE | 0 | FALSE | 0 | FALSE | 0 | FALSE | 0 | FALSE | 0 | FALSE | 0 | FALSE | 0 | FALSE | 0 | FALSE | 0
50 |  | 0 | 1547 | FALSE | 0 | FALSE | 0 | FALSE | 0 | FALSE | 0 | FALSE | 0 | FALSE | 0 | FALSE | 0 | FALSE | 0 | FALSE | 0 | FALSE | 0 | FALSE | 0 | FALSE | 0 | FALSE | 0 | FALSE | 0 | FALSE | 0 | FALSE | 0 | FALSE | 0 | FALSE | 0 | FALSE | 0 | FALSE | 0 | FALSE | 0 | FALSE | 0 | FALSE | 0 | FALSE | 0 | FALSE | 0 | FALSE | 0 | FALSE | 0 | FALSE | 0 | FALSE | 0 | FALSE | 0 | TRUE | 900 | FALSE | 0 | FALSE | 0 | FALSE | 0 | FALSE | 0 | FALSE | 0 | FALSE | 0 | FALSE | 0 | FALSE | 0 | FALSE | 0 | FALSE | 0 | FALSE | 0 | FALSE | 0 | FALSE | 0 | FALSE | 0 | FALSE | 0 | FALSE | 0 | FALSE | 0 | FALSE | 0 | FALSE | 0 | FALSE | 0
50 |  | 0 | 1546 | FALSE | 0 | FALSE | 0 | FALSE | 0 | FALSE | 0 | FALSE | 0 | FALSE | 0 | FALSE | 0 | FALSE | 0 | FALSE | 0 | FALSE | 0 | FALSE | 0 | FALSE | 0 | FALSE | 0 | FALSE | 0 | FALSE | 0 | FALSE | 0 | FALSE | 0 | FALSE | 0 | FALSE | 0 | FALSE | 0 | FALSE | 0 | FALSE | 0 | FALSE | 0 | FALSE | 0 | FALSE | 0 | FALSE | 0 | FALSE | 0 | FALSE | 0 | FALSE | 0 | FALSE | 0 | TRUE | 900 | FALSE | 0 | FALSE | 0 | FALSE | 0 | FALSE | 0 | FALSE | 0 | FALSE | 0 | FALSE | 0 | FALSE | 0 | FALSE | 0 | FALSE | 0 | FALSE | 0 | FALSE | 0 | FALSE | 0 | FALSE | 0 | FALSE | 0 | FALSE | 0 | FALSE | 0 | FALSE | 0 | FALSE | 0 | FALSE | 0
50 |  | 0 | 1545 | FALSE | 0 | FALSE | 0 | FALSE | 0 | FALSE | 0 | FALSE | 0 | FALSE | 0 | FALSE | 0 | FALSE | 0 | FALSE | 0 | FALSE | 0 | FALSE | 0 | FALSE | 0 | FALSE | 0 | FALSE | 0 | FALSE | 0 | FALSE | 0 | FALSE | 0 | FALSE | 0 | FALSE | 0 | FALSE | 0 | FALSE | 0 | FALSE | 0 | FALSE | 0 | FALSE | 0 | FALSE | 0 | FALSE | 0 | FALSE | 0 | FALSE | 0 | FALSE | 0 | FALSE | 0 | TRUE | 900 | FALSE | 0 | FALSE | 0 | FALSE | 0 | FALSE | 0 | FALSE | 0 | FALSE | 0 | FALSE | 0 | FALSE | 0 | FALSE | 0 | FALSE | 0 | FALSE | 0 | FALSE | 0 | FALSE | 0 | FALSE | 0 | FALSE | 0 | FALSE | 0 | FALSE | 0 | FALSE | 0 | FALSE | 0 | FALSE | 0
50 |  | 0 | 1544 | FALSE | 0 | FALSE | 0 | FALSE | 0 | FALSE | 0 | FALSE | 0 | FALSE | 0 | FALSE | 0 | FALSE | 0 | FALSE | 0 | FALSE | 0 | FALSE | 0 | FALSE | 0 | FALSE | 0 | FALSE | 0 | FALSE | 0 | FALSE | 0 | FALSE | 0 | FALSE | 0 | FALSE | 0 | FALSE | 0 | FALSE | 0 | FALSE | 0 | FALSE | 0 | FALSE | 0 | FALSE | 0 | FALSE | 0 | FALSE | 0 | FALSE | 0 | FALSE | 0 | FALSE | 0 | TRUE | 900 | FALSE | 0 | FALSE | 0 | FALSE | 0 | FALSE | 0 | FALSE | 0 | FALSE | 0 | FALSE | 0 | FALSE | 0 | FALSE | 0 | FALSE | 0 | FALSE | 0 | FALSE | 0 | FALSE | 0 | FALSE | 0 | FALSE | 0 | FALSE | 0 | FALSE | 0 | FALSE | 0 | FALSE | 0 | FALSE | 0
50 |  | 0 | 1543 | FALSE | 0 | FALSE | 0 | FALSE | 0 | FALSE | 0 | FALSE | 0 | FALSE | 0 | FALSE | 0 | FALSE | 0 | FALSE | 0 | FALSE | 0 | FALSE | 0 | FALSE | 0 | FALSE | 0 | FALSE | 0 | FALSE | 0 | FALSE | 0 | FALSE | 0 | FALSE | 0 | FALSE | 0 | FALSE | 0 | FALSE | 0 | FALSE | 0 | FALSE | 0 | FALSE | 0 | FALSE | 0 | FALSE | 0 | FALSE | 0 | FALSE | 0 | FALSE | 0 | FALSE | 0 | TRUE | 900 | FALSE | 0 | FALSE | 0 | FALSE | 0 | FALSE | 0 | FALSE | 0 | FALSE | 0 | FALSE | 0 | FALSE | 0 | FALSE | 0 | FALSE | 0 | FALSE | 0 | FALSE | 0 | FALSE | 0 | FALSE | 0 | FALSE | 0 | FALSE | 0 | FALSE | 0 | FALSE | 0 | FALSE | 0 | FALSE | 0
50 |  | 0 | 1542 | FALSE | 0 | FALSE | 0 | FALSE | 0 | FALSE | 0 | FALSE | 0 | FALSE | 0 | FALSE | 0 | FALSE | 0 | FALSE | 0 | FALSE | 0 | FALSE | 0 | FALSE | 0 | FALSE | 0 | FALSE | 0 | FALSE | 0 | FALSE | 0 | FALSE | 0 | FALSE | 0 | FALSE | 0 | FALSE | 0 | FALSE | 0 | FALSE | 0 | FALSE | 0 | FALSE | 0 | FALSE | 0 | FALSE | 0 | FALSE | 0 | FALSE | 0 | FALSE | 0 | FALSE | 0 | TRUE | 900 | FALSE | 0 | FALSE | 0 | FALSE | 0 | FALSE | 0 | FALSE | 0 | FALSE | 0 | FALSE | 0 | FALSE | 0 | FALSE | 0 | FALSE | 0 | FALSE | 0 | FALSE | 0 | FALSE | 0 | FALSE | 0 | FALSE | 0 | FALSE | 0 | FALSE | 0 | FALSE | 0 | FALSE | 0 | FALSE | 0
50 |  | 0 | 1541 | FALSE | 0 | FALSE | 0 | FALSE | 0 | FALSE | 0 | FALSE | 0 | FALSE | 0 | FALSE | 0 | FALSE | 0 | FALSE | 0 | FALSE | 0 | FALSE | 0 | FALSE | 0 | FALSE | 0 | FALSE | 0 | FALSE | 0 | FALSE | 0 | FALSE | 0 | FALSE | 0 | FALSE | 0 | FALSE | 0 | FALSE | 0 | FALSE | 0 | FALSE | 0 | FALSE | 0 | FALSE | 0 | FALSE | 0 | FALSE | 0 | FALSE | 0 | FALSE | 0 | FALSE | 0 | TRUE | 900 | FALSE | 0 | FALSE | 0 | FALSE | 0 | FALSE | 0 | FALSE | 0 | FALSE | 0 | FALSE | 0 | FALSE | 0 | FALSE | 0 | FALSE | 0 | FALSE | 0 | FALSE | 0 | FALSE | 0 | FALSE | 0 | FALSE | 0 | FALSE | 0 | FALSE | 0 | FALSE | 0 | FALSE | 0 | FALSE | 0
50 |  | 0 | 1540 | FALSE | 0 | FALSE | 0 | FALSE | 0 | FALSE | 0 | FALSE | 0 | FALSE | 0 | FALSE | 0 | FALSE | 0 | FALSE | 0 | FALSE | 0 | FALSE | 0 | FALSE | 0 | FALSE | 0 | FALSE | 0 | FALSE | 0 | FALSE | 0 | FALSE | 0 | FALSE | 0 | FALSE | 0 | FALSE | 0 | FALSE | 0 | FALSE | 0 | FALSE | 0 | FALSE | 0 | FALSE | 0 | FALSE | 0 | FALSE | 0 | FALSE | 0 | FALSE | 0 | FALSE | 0 | TRUE | 900 | FALSE | 0 | FALSE | 0 | FALSE | 0 | FALSE | 0 | FALSE | 0 | FALSE | 0 | FALSE | 0 | FALSE | 0 | FALSE | 0 | FALSE | 0 | FALSE | 0 | FALSE | 0 | FALSE | 0 | FALSE | 0 | FALSE | 0 | FALSE | 0 | FALSE | 0 | FALSE | 0 | FALSE | 0 | FALSE | 0
50 |  | 0 | 1539 | FALSE | 0 | FALSE | 0 | FALSE | 0 | FALSE | 0 | FALSE | 0 | FALSE | 0 | FALSE | 0 | FALSE | 0 | FALSE | 0 | FALSE | 0 | FALSE | 0 | FALSE | 0 | FALSE | 0 | FALSE | 0 | FALSE | 0 | FALSE | 0 | FALSE | 0 | FALSE | 0 | FALSE | 0 | FALSE | 0 | FALSE | 0 | FALSE | 0 | FALSE | 0 | FALSE | 0 | FALSE | 0 | FALSE | 0 | FALSE | 0 | FALSE | 0 | FALSE | 0 | FALSE | 0 | TRUE | 900 | FALSE | 0 | FALSE | 0 | FALSE | 0 | FALSE | 0 | FALSE | 0 | FALSE | 0 | FALSE | 0 | FALSE | 0 | FALSE | 0 | FALSE | 0 | FALSE | 0 | FALSE | 0 | FALSE | 0 | FALSE | 0 | FALSE | 0 | FALSE | 0 | FALSE | 0 | FALSE | 0 | FALSE | 0 | FALSE | 0
50 |  | 0 | 1538 | FALSE | 0 | FALSE | 0 | FALSE | 0 | FALSE | 0 | FALSE | 0 | FALSE | 0 | FALSE | 0 | FALSE | 0 | FALSE | 0 | FALSE | 0 | FALSE | 0 | FALSE | 0 | FALSE | 0 | FALSE | 0 | FALSE | 0 | FALSE | 0 | FALSE | 0 | FALSE | 0 | FALSE | 0 | FALSE | 0 | FALSE | 0 | FALSE | 0 | FALSE | 0 | FALSE | 0 | FALSE | 0 | FALSE | 0 | FALSE | 0 | FALSE | 0 | FALSE | 0 | FALSE | 0 | TRUE | 900 | FALSE | 0 | FALSE | 0 | FALSE | 0 | FALSE | 0 | FALSE | 0 | FALSE | 0 | FALSE | 0 | FALSE | 0 | FALSE | 0 | FALSE | 0 | FALSE | 0 | FALSE | 0 | FALSE | 0 | FALSE | 0 | FALSE | 0 | FALSE | 0 | FALSE | 0 | FALSE | 0 | FALSE | 0 | FALSE | 0
50 |  | 0 | 1537 | FALSE | 0 | FALSE | 0 | FALSE | 0 | FALSE | 0 | FALSE | 0 | FALSE | 0 | FALSE | 0 | FALSE | 0 | FALSE | 0 | FALSE | 0 | FALSE | 0 | FALSE | 0 | FALSE | 0 | FALSE | 0 | FALSE | 0 | FALSE | 0 | FALSE | 0 | FALSE | 0 | FALSE | 0 | FALSE | 0 | FALSE | 0 | FALSE | 0 | FALSE | 0 | FALSE | 0 | FALSE | 0 | FALSE | 0 | FALSE | 0 | FALSE | 0 | FALSE | 0 | FALSE | 0 | TRUE | 900 | FALSE | 0 | FALSE | 0 | FALSE | 0 | FALSE | 0 | FALSE | 0 | FALSE | 0 | FALSE | 0 | FALSE | 0 | FALSE | 0 | FALSE | 0 | FALSE | 0 | FALSE | 0 | FALSE | 0 | FALSE | 0 | FALSE | 0 | FALSE | 0 | FALSE | 0 | FALSE | 0 | FALSE | 0 | FALSE | 0
50 |  | 0 | 1536 | FALSE | 0 | FALSE | 0 | FALSE | 0 | FALSE | 0 | FALSE | 0 | FALSE | 0 | FALSE | 0 | FALSE | 0 | FALSE | 0 | FALSE | 0 | FALSE | 0 | FALSE | 0 | FALSE | 0 | FALSE | 0 | FALSE | 0 | FALSE | 0 | FALSE | 0 | FALSE | 0 | FALSE | 0 | FALSE | 0 | FALSE | 0 | FALSE | 0 | FALSE | 0 | FALSE | 0 | FALSE | 0 | FALSE | 0 | FALSE | 0 | FALSE | 0 | FALSE | 0 | FALSE | 0 | TRUE | 900 | FALSE | 0 | FALSE | 0 | FALSE | 0 | FALSE | 0 | FALSE | 0 | FALSE | 0 | FALSE | 0 | FALSE | 0 | FALSE | 0 | FALSE | 0 | FALSE | 0 | FALSE | 0 | FALSE | 0 | FALSE | 0 | FALSE | 0 | FALSE | 0 | FALSE | 0 | FALSE | 0 | FALSE | 0 | FALSE | 0
50 |  | 0 | 1535 | FALSE | 0 | FALSE | 0 | FALSE | 0 | FALSE | 0 | FALSE | 0 | FALSE | 0 | FALSE | 0 | FALSE | 0 | FALSE | 0 | FALSE | 0 | FALSE | 0 | FALSE | 0 | FALSE | 0 | FALSE | 0 | FALSE | 0 | FALSE | 0 | FALSE | 0 | FALSE | 0 | FALSE | 0 | FALSE | 0 | FALSE | 0 | FALSE | 0 | FALSE | 0 | FALSE | 0 | FALSE | 0 | FALSE | 0 | FALSE | 0 | FALSE | 0 | FALSE | 0 | FALSE | 0 | TRUE | 900 | FALSE | 0 | FALSE | 0 | FALSE | 0 | FALSE | 0 | FALSE | 0 | FALSE | 0 | FALSE | 0 | FALSE | 0 | FALSE | 0 | FALSE | 0 | FALSE | 0 | FALSE | 0 | FALSE | 0 | FALSE | 0 | FALSE | 0 | FALSE | 0 | FALSE | 0 | FALSE | 0 | FALSE | 0 | FALSE | 0
50 |  | 0 | 1534 | FALSE | 0 | FALSE | 0 | FALSE | 0 | FALSE | 0 | FALSE | 0 | FALSE | 0 | FALSE | 0 | FALSE | 0 | FALSE | 0 | FALSE | 0 | FALSE | 0 | FALSE | 0 | FALSE | 0 | FALSE | 0 | FALSE | 0 | FALSE | 0 | FALSE | 0 | FALSE | 0 | FALSE | 0 | FALSE | 0 | FALSE | 0 | FALSE | 0 | FALSE | 0 | FALSE | 0 | FALSE | 0 | FALSE | 0 | FALSE | 0 | FALSE | 0 | FALSE | 0 | FALSE | 0 | TRUE | 900 | FALSE | 0 | FALSE | 0 | FALSE | 0 | FALSE | 0 | FALSE | 0 | FALSE | 0 | FALSE | 0 | FALSE | 0 | FALSE | 0 | FALSE | 0 | FALSE | 0 | FALSE | 0 | FALSE | 0 | FALSE | 0 | FALSE | 0 | FALSE | 0 | FALSE | 0 | FALSE | 0 | FALSE | 0 | FALSE | 0
50 |  | 0 | 1533 | FALSE | 0 | FALSE | 0 | FALSE | 0 | FALSE | 0 | FALSE | 0 | FALSE | 0 | FALSE | 0 | FALSE | 0 | FALSE | 0 | FALSE | 0 | FALSE | 0 | FALSE | 0 | FALSE | 0 | FALSE | 0 | FALSE | 0 | FALSE | 0 | FALSE | 0 | FALSE | 0 | FALSE | 0 | FALSE | 0 | FALSE | 0 | FALSE | 0 | FALSE | 0 | FALSE | 0 | FALSE | 0 | FALSE | 0 | FALSE | 0 | FALSE | 0 | FALSE | 0 | FALSE | 0 | TRUE | 900 | FALSE | 0 | FALSE | 0 | FALSE | 0 | FALSE | 0 | FALSE | 0 | FALSE | 0 | FALSE | 0 | FALSE | 0 | FALSE | 0 | FALSE | 0 | FALSE | 0 | FALSE | 0 | FALSE | 0 | FALSE | 0 | FALSE | 0 | FALSE | 0 | FALSE | 0 | FALSE | 0 | FALSE | 0 | FALSE | 0
50 |  | 0 | 1532 | FALSE | 0 | FALSE | 0 | FALSE | 0 | FALSE | 0 | FALSE | 0 | FALSE | 0 | FALSE | 0 | FALSE | 0 | FALSE | 0 | FALSE | 0 | FALSE | 0 | FALSE | 0 | FALSE | 0 | FALSE | 0 | FALSE | 0 | FALSE | 0 | FALSE | 0 | FALSE | 0 | FALSE | 0 | FALSE | 0 | FALSE | 0 | FALSE | 0 | FALSE | 0 | FALSE | 0 | FALSE | 0 | FALSE | 0 | FALSE | 0 | FALSE | 0 | FALSE | 0 | FALSE | 0 | TRUE | 900 | FALSE | 0 | FALSE | 0 | FALSE | 0 | FALSE | 0 | FALSE | 0 | FALSE | 0 | FALSE | 0 | FALSE | 0 | FALSE | 0 | FALSE | 0 | FALSE | 0 | FALSE | 0 | FALSE | 0 | FALSE | 0 | FALSE | 0 | FALSE | 0 | FALSE | 0 | FALSE | 0 | FALSE | 0 | FALSE | 0
50 |  | 0 | 1531 | FALSE | 0 | FALSE | 0 | FALSE | 0 | FALSE | 0 | FALSE | 0 | FALSE | 0 | FALSE | 0 | FALSE | 0 | FALSE | 0 | FALSE | 0 | FALSE | 0 | FALSE | 0 | FALSE | 0 | FALSE | 0 | FALSE | 0 | FALSE | 0 | FALSE | 0 | FALSE | 0 | FALSE | 0 | FALSE | 0 | FALSE | 0 | FALSE | 0 | FALSE | 0 | FALSE | 0 | FALSE | 0 | FALSE | 0 | FALSE | 0 | FALSE | 0 | FALSE | 0 | FALSE | 0 | TRUE | 900 | FALSE | 0 | FALSE | 0 | FALSE | 0 | FALSE | 0 | FALSE | 0 | FALSE | 0 | FALSE | 0 | FALSE | 0 | FALSE | 0 | FALSE | 0 | FALSE | 0 | FALSE | 0 | FALSE | 0 | FALSE | 0 | FALSE | 0 | FALSE | 0 | FALSE | 0 | FALSE | 0 | FALSE | 0 | FALSE | 0
50 |  | 0 | 1530 | FALSE | 0 | FALSE | 0 | FALSE | 0 | FALSE | 0 | FALSE | 0 | FALSE | 0 | FALSE | 0 | FALSE | 0 | FALSE | 0 | FALSE | 0 | FALSE | 0 | FALSE | 0 | FALSE | 0 | FALSE | 0 | FALSE | 0 | FALSE | 0 | FALSE | 0 | FALSE | 0 | FALSE | 0 | FALSE | 0 | FALSE | 0 | FALSE | 0 | FALSE | 0 | FALSE | 0 | FALSE | 0 | FALSE | 0 | FALSE | 0 | FALSE | 0 | FALSE | 0 | FALSE | 0 | TRUE | 900 | FALSE | 0 | FALSE | 0 | FALSE | 0 | FALSE | 0 | FALSE | 0 | FALSE | 0 | FALSE | 0 | FALSE | 0 | FALSE | 0 | FALSE | 0 | FALSE | 0 | FALSE | 0 | FALSE | 0 | FALSE | 0 | FALSE | 0 | FALSE | 0 | FALSE | 0 | FALSE | 0 | FALSE | 0 | FALSE | 0
50 |  | 0 | 1529 | FALSE | 0 | FALSE | 0 | FALSE | 0 | FALSE | 0 | FALSE | 0 | FALSE | 0 | FALSE | 0 | FALSE | 0 | FALSE | 0 | FALSE | 0 | FALSE | 0 | FALSE | 0 | FALSE | 0 | FALSE | 0 | FALSE | 0 | FALSE | 0 | FALSE | 0 | FALSE | 0 | FALSE | 0 | FALSE | 0 | FALSE | 0 | FALSE | 0 | FALSE | 0 | FALSE | 0 | FALSE | 0 | FALSE | 0 | FALSE | 0 | FALSE | 0 | FALSE | 0 | FALSE | 0 | TRUE | 900 | FALSE | 0 | FALSE | 0 | FALSE | 0 | FALSE | 0 | FALSE | 0 | FALSE | 0 | FALSE | 0 | FALSE | 0 | FALSE | 0 | FALSE | 0 | FALSE | 0 | FALSE | 0 | FALSE | 0 | FALSE | 0 | FALSE | 0 | FALSE | 0 | FALSE | 0 | FALSE | 0 | FALSE | 0 | FALSE | 0
50 |  | 0 | 1528 | FALSE | 0 | FALSE | 0 | FALSE | 0 | FALSE | 0 | FALSE | 0 | FALSE | 0 | FALSE | 0 | FALSE | 0 | FALSE | 0 | FALSE | 0 | FALSE | 0 | FALSE | 0 | FALSE | 0 | FALSE | 0 | FALSE | 0 | FALSE | 0 | FALSE | 0 | FALSE | 0 | FALSE | 0 | FALSE | 0 | FALSE | 0 | FALSE | 0 | FALSE | 0 | FALSE | 0 | FALSE | 0 | FALSE | 0 | FALSE | 0 | FALSE | 0 | FALSE | 0 | FALSE | 0 | TRUE | 900 | FALSE | 0 | FALSE | 0 | FALSE | 0 | FALSE | 0 | FALSE | 0 | FALSE | 0 | FALSE | 0 | FALSE | 0 | FALSE | 0 | FALSE | 0 | FALSE | 0 | FALSE | 0 | FALSE | 0 | FALSE | 0 | FALSE | 0 | FALSE | 0 | FALSE | 0 | FALSE | 0 | FALSE | 0 | FALSE | 0
50 |  | 0 | 1527 | FALSE | 0 | FALSE | 0 | FALSE | 0 | FALSE | 0 | FALSE | 0 | FALSE | 0 | FALSE | 0 | FALSE | 0 | FALSE | 0 | FALSE | 0 | FALSE | 0 | FALSE | 0 | FALSE | 0 | FALSE | 0 | FALSE | 0 | FALSE | 0 | FALSE | 0 | FALSE | 0 | FALSE | 0 | FALSE | 0 | FALSE | 0 | FALSE | 0 | FALSE | 0 | FALSE | 0 | FALSE | 0 | FALSE | 0 | FALSE | 0 | FALSE | 0 | FALSE | 0 | FALSE | 0 | TRUE | 900 | FALSE | 0 | FALSE | 0 | FALSE | 0 | FALSE | 0 | FALSE | 0 | FALSE | 0 | FALSE | 0 | FALSE | 0 | FALSE | 0 | FALSE | 0 | FALSE | 0 | FALSE | 0 | FALSE | 0 | FALSE | 0 | FALSE | 0 | FALSE | 0 | FALSE | 0 | FALSE | 0 | FALSE | 0 | FALSE | 0
50 |  | 0 | 1526 | FALSE | 0 | FALSE | 0 | FALSE | 0 | FALSE | 0 | FALSE | 0 | FALSE | 0 | FALSE | 0 | FALSE | 0 | FALSE | 0 | FALSE | 0 | FALSE | 0 | FALSE | 0 | FALSE | 0 | FALSE | 0 | FALSE | 0 | FALSE | 0 | FALSE | 0 | FALSE | 0 | FALSE | 0 | FALSE | 0 | FALSE | 0 | FALSE | 0 | FALSE | 0 | FALSE | 0 | FALSE | 0 | FALSE | 0 | FALSE | 0 | FALSE | 0 | FALSE | 0 | FALSE | 0 | TRUE | 900 | FALSE | 0 | FALSE | 0 | FALSE | 0 | FALSE | 0 | FALSE | 0 | FALSE | 0 | FALSE | 0 | FALSE | 0 | FALSE | 0 | FALSE | 0 | FALSE | 0 | FALSE | 0 | FALSE | 0 | FALSE | 0 | FALSE | 0 | FALSE | 0 | FALSE | 0 | FALSE | 0 | FALSE | 0 | FALSE | 0
50 |  | 0 | 1525 | FALSE | 0 | FALSE | 0 | FALSE | 0 | FALSE | 0 | FALSE | 0 | FALSE | 0 | FALSE | 0 | FALSE | 0 | FALSE | 0 | FALSE | 0 | FALSE | 0 | FALSE | 0 | FALSE | 0 | FALSE | 0 | FALSE | 0 | FALSE | 0 | FALSE | 0 | FALSE | 0 | FALSE | 0 | FALSE | 0 | FALSE | 0 | FALSE | 0 | FALSE | 0 | FALSE | 0 | FALSE | 0 | FALSE | 0 | FALSE | 0 | FALSE | 0 | FALSE | 0 | FALSE | 0 | TRUE | 900 | FALSE | 0 | FALSE | 0 | FALSE | 0 | FALSE | 0 | FALSE | 0 | FALSE | 0 | FALSE | 0 | FALSE | 0 | FALSE | 0 | FALSE | 0 | FALSE | 0 | FALSE | 0 | FALSE | 0 | FALSE | 0 | FALSE | 0 | FALSE | 0 | FALSE | 0 | FALSE | 0 | FALSE | 0 | FALSE | 0
50 |  | 0 | 1524 | FALSE | 0 | FALSE | 0 | FALSE | 0 | FALSE | 0 | FALSE | 0 | FALSE | 0 | FALSE | 0 | FALSE | 0 | FALSE | 0 | FALSE | 0 | FALSE | 0 | FALSE | 0 | FALSE | 0 | FALSE | 0 | FALSE | 0 | FALSE | 0 | FALSE | 0 | FALSE | 0 | FALSE | 0 | FALSE | 0 | FALSE | 0 | FALSE | 0 | FALSE | 0 | FALSE | 0 | FALSE | 0 | FALSE | 0 | FALSE | 0 | FALSE | 0 | FALSE | 0 | FALSE | 0 | TRUE | 900 | FALSE | 0 | FALSE | 0 | FALSE | 0 | FALSE | 0 | FALSE | 0 | FALSE | 0 | FALSE | 0 | FALSE | 0 | FALSE | 0 | FALSE | 0 | FALSE | 0 | FALSE | 0 | FALSE | 0 | FALSE | 0 | FALSE | 0 | FALSE | 0 | FALSE | 0 | FALSE | 0 | FALSE | 0 | FALSE | 0
50 |  | 0 | 1523 | FALSE | 0 | FALSE | 0 | FALSE | 0 | FALSE | 0 | FALSE | 0 | FALSE | 0 | FALSE | 0 | FALSE | 0 | FALSE | 0 | FALSE | 0 | FALSE | 0 | FALSE | 0 | FALSE | 0 | FALSE | 0 | FALSE | 0 | FALSE | 0 | FALSE | 0 | FALSE | 0 | FALSE | 0 | FALSE | 0 | FALSE | 0 | FALSE | 0 | FALSE | 0 | FALSE | 0 | FALSE | 0 | FALSE | 0 | FALSE | 0 | FALSE | 0 | FALSE | 0 | FALSE | 0 | TRUE | 900 | FALSE | 0 | FALSE | 0 | FALSE | 0 | FALSE | 0 | FALSE | 0 | FALSE | 0 | FALSE | 0 | FALSE | 0 | FALSE | 0 | FALSE | 0 | FALSE | 0 | FALSE | 0 | FALSE | 0 | FALSE | 0 | FALSE | 0 | FALSE | 0 | FALSE | 0 | FALSE | 0 | FALSE | 0 | FALSE | 0
50 |  | 0 | 1522 | FALSE | 0 | FALSE | 0 | FALSE | 0 | FALSE | 0 | FALSE | 0 | FALSE | 0 | FALSE | 0 | FALSE | 0 | FALSE | 0 | FALSE | 0 | FALSE | 0 | FALSE | 0 | FALSE | 0 | FALSE | 0 | FALSE | 0 | FALSE | 0 | FALSE | 0 | FALSE | 0 | FALSE | 0 | FALSE | 0 | FALSE | 0 | FALSE | 0 | FALSE | 0 | FALSE | 0 | FALSE | 0 | FALSE | 0 | FALSE | 0 | FALSE | 0 | FALSE | 0 | FALSE | 0 | TRUE | 900 | FALSE | 0 | FALSE | 0 | FALSE | 0 | FALSE | 0 | FALSE | 0 | FALSE | 0 | FALSE | 0 | FALSE | 0 | FALSE | 0 | FALSE | 0 | FALSE | 0 | FALSE | 0 | FALSE | 0 | FALSE | 0 | FALSE | 0 | FALSE | 0 | FALSE | 0 | FALSE | 0 | FALSE | 0 | FALSE | 0
50 |  | 0 | 1521 | FALSE | 0 | FALSE | 0 | FALSE | 0 | FALSE | 0 | FALSE | 0 | FALSE | 0 | FALSE | 0 | FALSE | 0 | FALSE | 0 | FALSE | 0 | FALSE | 0 | FALSE | 0 | FALSE | 0 | FALSE | 0 | FALSE | 0 | FALSE | 0 | FALSE | 0 | FALSE | 0 | FALSE | 0 | FALSE | 0 | FALSE | 0 | FALSE | 0 | FALSE | 0 | FALSE | 0 | FALSE | 0 | FALSE | 0 | FALSE | 0 | FALSE | 0 | FALSE | 0 | FALSE | 0 | TRUE | 900 | FALSE | 0 | FALSE | 0 | FALSE | 0 | FALSE | 0 | FALSE | 0 | FALSE | 0 | FALSE | 0 | FALSE | 0 | FALSE | 0 | FALSE | 0 | FALSE | 0 | FALSE | 0 | FALSE | 0 | FALSE | 0 | FALSE | 0 | FALSE | 0 | FALSE | 0 | FALSE | 0 | FALSE | 0 | FALSE | 0
50 |  | 0 | 1520 | FALSE | 0 | FALSE | 0 | FALSE | 0 | FALSE | 0 | FALSE | 0 | FALSE | 0 | FALSE | 0 | FALSE | 0 | FALSE | 0 | FALSE | 0 | FALSE | 0 | FALSE | 0 | FALSE | 0 | FALSE | 0 | FALSE | 0 | FALSE | 0 | FALSE | 0 | FALSE | 0 | FALSE | 0 | FALSE | 0 | FALSE | 0 | FALSE | 0 | FALSE | 0 | FALSE | 0 | FALSE | 0 | FALSE | 0 | FALSE | 0 | FALSE | 0 | FALSE | 0 | FALSE | 0 | TRUE | 900 | FALSE | 0 | FALSE | 0 | FALSE | 0 | FALSE | 0 | FALSE | 0 | FALSE | 0 | FALSE | 0 | FALSE | 0 | FALSE | 0 | FALSE | 0 | FALSE | 0 | FALSE | 0 | FALSE | 0 | FALSE | 0 | FALSE | 0 | FALSE | 0 | FALSE | 0 | FALSE | 0 | FALSE | 0 | FALSE | 0
50 |  | 0 | 1519 | FALSE | 0 | FALSE | 0 | FALSE | 0 | FALSE | 0 | FALSE | 0 | FALSE | 0 | FALSE | 0 | FALSE | 0 | FALSE | 0 | FALSE | 0 | FALSE | 0 | FALSE | 0 | FALSE | 0 | FALSE | 0 | FALSE | 0 | FALSE | 0 | FALSE | 0 | FALSE | 0 | FALSE | 0 | FALSE | 0 | FALSE | 0 | FALSE | 0 | FALSE | 0 | FALSE | 0 | FALSE | 0 | FALSE | 0 | FALSE | 0 | FALSE | 0 | FALSE | 0 | FALSE | 0 | TRUE | 900 | FALSE | 0 | FALSE | 0 | FALSE | 0 | FALSE | 0 | FALSE | 0 | FALSE | 0 | FALSE | 0 | FALSE | 0 | FALSE | 0 | FALSE | 0 | FALSE | 0 | FALSE | 0 | FALSE | 0 | FALSE | 0 | FALSE | 0 | FALSE | 0 | FALSE | 0 | FALSE | 0 | FALSE | 0 | FALSE | 0
50 |  | 0 | 1518 | FALSE | 0 | FALSE | 0 | FALSE | 0 | FALSE | 0 | FALSE | 0 | FALSE | 0 | FALSE | 0 | FALSE | 0 | FALSE | 0 | FALSE | 0 | FALSE | 0 | FALSE | 0 | FALSE | 0 | FALSE | 0 | FALSE | 0 | FALSE | 0 | FALSE | 0 | FALSE | 0 | FALSE | 0 | FALSE | 0 | FALSE | 0 | FALSE | 0 | FALSE | 0 | FALSE | 0 | FALSE | 0 | FALSE | 0 | FALSE | 0 | FALSE | 0 | FALSE | 0 | FALSE | 0 | TRUE | 900 | FALSE | 0 | FALSE | 0 | FALSE | 0 | FALSE | 0 | FALSE | 0 | FALSE | 0 | FALSE | 0 | FALSE | 0 | FALSE | 0 | FALSE | 0 | FALSE | 0 | FALSE | 0 | FALSE | 0 | FALSE | 0 | FALSE | 0 | FALSE | 0 | FALSE | 0 | FALSE | 0 | FALSE | 0 | FALSE | 0
50 |  | 0 | 1517 | FALSE | 0 | FALSE | 0 | FALSE | 0 | FALSE | 0 | FALSE | 0 | FALSE | 0 | FALSE | 0 | FALSE | 0 | FALSE | 0 | FALSE | 0 | FALSE | 0 | FALSE | 0 | FALSE | 0 | FALSE | 0 | FALSE | 0 | FALSE | 0 | FALSE | 0 | FALSE | 0 | FALSE | 0 | FALSE | 0 | FALSE | 0 | FALSE | 0 | FALSE | 0 | FALSE | 0 | FALSE | 0 | FALSE | 0 | FALSE | 0 | FALSE | 0 | FALSE | 0 | FALSE | 0 | TRUE | 900 | FALSE | 0 | FALSE | 0 | FALSE | 0 | FALSE | 0 | FALSE | 0 | FALSE | 0 | FALSE | 0 | FALSE | 0 | FALSE | 0 | FALSE | 0 | FALSE | 0 | FALSE | 0 | FALSE | 0 | FALSE | 0 | FALSE | 0 | FALSE | 0 | FALSE | 0 | FALSE | 0 | FALSE | 0 | FALSE | 0
50 |  | 0 | 1516 | FALSE | 0 | FALSE | 0 | FALSE | 0 | FALSE | 0 | FALSE | 0 | FALSE | 0 | FALSE | 0 | FALSE | 0 | FALSE | 0 | FALSE | 0 | FALSE | 0 | FALSE | 0 | FALSE | 0 | FALSE | 0 | FALSE | 0 | FALSE | 0 | FALSE | 0 | FALSE | 0 | FALSE | 0 | FALSE | 0 | FALSE | 0 | FALSE | 0 | FALSE | 0 | FALSE | 0 | FALSE | 0 | FALSE | 0 | FALSE | 0 | FALSE | 0 | FALSE | 0 | FALSE | 0 | TRUE | 900 | FALSE | 0 | FALSE | 0 | FALSE | 0 | FALSE | 0 | FALSE | 0 | FALSE | 0 | FALSE | 0 | FALSE | 0 | FALSE | 0 | FALSE | 0 | FALSE | 0 | FALSE | 0 | FALSE | 0 | FALSE | 0 | FALSE | 0 | FALSE | 0 | FALSE | 0 | FALSE | 0 | FALSE | 0 | FALSE | 0
50 |  | 0 | 1515 | FALSE | 0 | FALSE | 0 | FALSE | 0 | FALSE | 0 | FALSE | 0 | FALSE | 0 | FALSE | 0 | FALSE | 0 | FALSE | 0 | FALSE | 0 | FALSE | 0 | FALSE | 0 | FALSE | 0 | FALSE | 0 | FALSE | 0 | FALSE | 0 | FALSE | 0 | FALSE | 0 | FALSE | 0 | FALSE | 0 | FALSE | 0 | FALSE | 0 | FALSE | 0 | FALSE | 0 | FALSE | 0 | FALSE | 0 | FALSE | 0 | FALSE | 0 | FALSE | 0 | FALSE | 0 | TRUE | 900 | FALSE | 0 | FALSE | 0 | FALSE | 0 | FALSE | 0 | FALSE | 0 | FALSE | 0 | FALSE | 0 | FALSE | 0 | FALSE | 0 | FALSE | 0 | FALSE | 0 | FALSE | 0 | FALSE | 0 | FALSE | 0 | FALSE | 0 | FALSE | 0 | FALSE | 0 | FALSE | 0 | FALSE | 0 | FALSE | 0
50 |  | 0 | 1514 | FALSE | 0 | FALSE | 0 | FALSE | 0 | FALSE | 0 | FALSE | 0 | FALSE | 0 | FALSE | 0 | FALSE | 0 | FALSE | 0 | FALSE | 0 | FALSE | 0 | FALSE | 0 | FALSE | 0 | FALSE | 0 | FALSE | 0 | FALSE | 0 | FALSE | 0 | FALSE | 0 | FALSE | 0 | FALSE | 0 | FALSE | 0 | FALSE | 0 | FALSE | 0 | FALSE | 0 | FALSE | 0 | FALSE | 0 | FALSE | 0 | FALSE | 0 | FALSE | 0 | FALSE | 0 | TRUE | 900 | FALSE | 0 | FALSE | 0 | FALSE | 0 | FALSE | 0 | FALSE | 0 | FALSE | 0 | FALSE | 0 | FALSE | 0 | FALSE | 0 | FALSE | 0 | FALSE | 0 | FALSE | 0 | FALSE | 0 | FALSE | 0 | FALSE | 0 | FALSE | 0 | FALSE | 0 | FALSE | 0 | FALSE | 0 | FALSE | 0
50 |  | 0 | 1513 | FALSE | 0 | FALSE | 0 | FALSE | 0 | FALSE | 0 | FALSE | 0 | FALSE | 0 | FALSE | 0 | FALSE | 0 | FALSE | 0 | FALSE | 0 | FALSE | 0 | FALSE | 0 | FALSE | 0 | FALSE | 0 | FALSE | 0 | FALSE | 0 | FALSE | 0 | FALSE | 0 | FALSE | 0 | FALSE | 0 | FALSE | 0 | FALSE | 0 | FALSE | 0 | FALSE | 0 | FALSE | 0 | FALSE | 0 | FALSE | 0 | FALSE | 0 | FALSE | 0 | FALSE | 0 | TRUE | 900 | FALSE | 0 | FALSE | 0 | FALSE | 0 | FALSE | 0 | FALSE | 0 | FALSE | 0 | FALSE | 0 | FALSE | 0 | FALSE | 0 | FALSE | 0 | FALSE | 0 | FALSE | 0 | FALSE | 0 | FALSE | 0 | FALSE | 0 | FALSE | 0 | FALSE | 0 | FALSE | 0 | FALSE | 0 | FALSE | 0
50 |  | 0 | 1512 | FALSE | 0 | FALSE | 0 | FALSE | 0 | FALSE | 0 | FALSE | 0 | FALSE | 0 | FALSE | 0 | FALSE | 0 | FALSE | 0 | FALSE | 0 | FALSE | 0 | FALSE | 0 | FALSE | 0 | FALSE | 0 | FALSE | 0 | FALSE | 0 | FALSE | 0 | FALSE | 0 | FALSE | 0 | FALSE | 0 | FALSE | 0 | FALSE | 0 | FALSE | 0 | FALSE | 0 | FALSE | 0 | FALSE | 0 | FALSE | 0 | FALSE | 0 | FALSE | 0 | FALSE | 0 | TRUE | 900 | FALSE | 0 | FALSE | 0 | FALSE | 0 | FALSE | 0 | FALSE | 0 | FALSE | 0 | FALSE | 0 | FALSE | 0 | FALSE | 0 | FALSE | 0 | FALSE | 0 | FALSE | 0 | FALSE | 0 | FALSE | 0 | FALSE | 0 | FALSE | 0 | FALSE | 0 | FALSE | 0 | FALSE | 0 | FALSE | 0
50 |  | 0 | 1511 | FALSE | 0 | FALSE | 0 | FALSE | 0 | FALSE | 0 | FALSE | 0 | FALSE | 0 | FALSE | 0 | FALSE | 0 | FALSE | 0 | FALSE | 0 | FALSE | 0 | FALSE | 0 | FALSE | 0 | FALSE | 0 | FALSE | 0 | FALSE | 0 | FALSE | 0 | FALSE | 0 | FALSE | 0 | FALSE | 0 | FALSE | 0 | FALSE | 0 | FALSE | 0 | FALSE | 0 | FALSE | 0 | FALSE | 0 | FALSE | 0 | FALSE | 0 | FALSE | 0 | FALSE | 0 | TRUE | 900 | FALSE | 0 | FALSE | 0 | FALSE | 0 | FALSE | 0 | FALSE | 0 | FALSE | 0 | FALSE | 0 | FALSE | 0 | FALSE | 0 | FALSE | 0 | FALSE | 0 | FALSE | 0 | FALSE | 0 | FALSE | 0 | FALSE | 0 | FALSE | 0 | FALSE | 0 | FALSE | 0 | FALSE | 0 | FALSE | 0
50 |  | 0 | 1510 | FALSE | 0 | FALSE | 0 | FALSE | 0 | FALSE | 0 | FALSE | 0 | FALSE | 0 | FALSE | 0 | FALSE | 0 | FALSE | 0 | FALSE | 0 | FALSE | 0 | FALSE | 0 | FALSE | 0 | FALSE | 0 | FALSE | 0 | FALSE | 0 | FALSE | 0 | FALSE | 0 | FALSE | 0 | FALSE | 0 | FALSE | 0 | FALSE | 0 | FALSE | 0 | FALSE | 0 | FALSE | 0 | FALSE | 0 | FALSE | 0 | FALSE | 0 | FALSE | 0 | FALSE | 0 | TRUE | 900 | FALSE | 0 | FALSE | 0 | FALSE | 0 | FALSE | 0 | FALSE | 0 | FALSE | 0 | FALSE | 0 | FALSE | 0 | FALSE | 0 | FALSE | 0 | FALSE | 0 | FALSE | 0 | FALSE | 0 | FALSE | 0 | FALSE | 0 | FALSE | 0 | FALSE | 0 | FALSE | 0 | FALSE | 0 | FALSE | 0
50 |  | 0 | 1509 | FALSE | 0 | FALSE | 0 | FALSE | 0 | FALSE | 0 | FALSE | 0 | FALSE | 0 | FALSE | 0 | FALSE | 0 | FALSE | 0 | FALSE | 0 | FALSE | 0 | FALSE | 0 | FALSE | 0 | FALSE | 0 | FALSE | 0 | FALSE | 0 | FALSE | 0 | FALSE | 0 | FALSE | 0 | FALSE | 0 | FALSE | 0 | FALSE | 0 | FALSE | 0 | FALSE | 0 | FALSE | 0 | FALSE | 0 | FALSE | 0 | FALSE | 0 | FALSE | 0 | FALSE | 0 | TRUE | 900 | FALSE | 0 | FALSE | 0 | FALSE | 0 | FALSE | 0 | FALSE | 0 | FALSE | 0 | FALSE | 0 | FALSE | 0 | FALSE | 0 | FALSE | 0 | FALSE | 0 | FALSE | 0 | FALSE | 0 | FALSE | 0 | FALSE | 0 | FALSE | 0 | FALSE | 0 | FALSE | 0 | FALSE | 0 | FALSE | 0
50 |  | 0 | 1508 | FALSE | 0 | FALSE | 0 | FALSE | 0 | FALSE | 0 | FALSE | 0 | FALSE | 0 | FALSE | 0 | FALSE | 0 | FALSE | 0 | FALSE | 0 | FALSE | 0 | FALSE | 0 | FALSE | 0 | FALSE | 0 | FALSE | 0 | FALSE | 0 | FALSE | 0 | FALSE | 0 | FALSE | 0 | FALSE | 0 | FALSE | 0 | FALSE | 0 | FALSE | 0 | FALSE | 0 | FALSE | 0 | FALSE | 0 | FALSE | 0 | FALSE | 0 | FALSE | 0 | FALSE | 0 | TRUE | 900 | FALSE | 0 | FALSE | 0 | FALSE | 0 | FALSE | 0 | FALSE | 0 | FALSE | 0 | FALSE | 0 | FALSE | 0 | FALSE | 0 | FALSE | 0 | FALSE | 0 | FALSE | 0 | FALSE | 0 | FALSE | 0 | FALSE | 0 | FALSE | 0 | FALSE | 0 | FALSE | 0 | FALSE | 0 | FALSE | 0
50 |  | 0 | 1507 | FALSE | 0 | FALSE | 0 | FALSE | 0 | FALSE | 0 | FALSE | 0 | FALSE | 0 | FALSE | 0 | FALSE | 0 | FALSE | 0 | FALSE | 0 | FALSE | 0 | FALSE | 0 | FALSE | 0 | FALSE | 0 | FALSE | 0 | FALSE | 0 | FALSE | 0 | FALSE | 0 | FALSE | 0 | FALSE | 0 | FALSE | 0 | FALSE | 0 | FALSE | 0 | FALSE | 0 | FALSE | 0 | FALSE | 0 | FALSE | 0 | FALSE | 0 | FALSE | 0 | FALSE | 0 | TRUE | 900 | FALSE | 0 | FALSE | 0 | FALSE | 0 | FALSE | 0 | FALSE | 0 | FALSE | 0 | FALSE | 0 | FALSE | 0 | FALSE | 0 | FALSE | 0 | FALSE | 0 | FALSE | 0 | FALSE | 0 | FALSE | 0 | FALSE | 0 | FALSE | 0 | FALSE | 0 | FALSE | 0 | FALSE | 0 | FALSE | 0
50 |  | 0 | 1506 | FALSE | 0 | FALSE | 0 | FALSE | 0 | FALSE | 0 | FALSE | 0 | FALSE | 0 | FALSE | 0 | FALSE | 0 | FALSE | 0 | FALSE | 0 | FALSE | 0 | FALSE | 0 | FALSE | 0 | FALSE | 0 | FALSE | 0 | FALSE | 0 | FALSE | 0 | FALSE | 0 | FALSE | 0 | FALSE | 0 | FALSE | 0 | FALSE | 0 | FALSE | 0 | FALSE | 0 | FALSE | 0 | FALSE | 0 | FALSE | 0 | FALSE | 0 | FALSE | 0 | FALSE | 0 | TRUE | 900 | FALSE | 0 | FALSE | 0 | FALSE | 0 | FALSE | 0 | FALSE | 0 | FALSE | 0 | FALSE | 0 | FALSE | 0 | FALSE | 0 | FALSE | 0 | FALSE | 0 | FALSE | 0 | FALSE | 0 | FALSE | 0 | FALSE | 0 | FALSE | 0 | FALSE | 0 | FALSE | 0 | FALSE | 0 | FALSE | 0
50 |  | 0 | 1505 | FALSE | 0 | FALSE | 0 | FALSE | 0 | FALSE | 0 | FALSE | 0 | FALSE | 0 | FALSE | 0 | FALSE | 0 | FALSE | 0 | FALSE | 0 | FALSE | 0 | FALSE | 0 | FALSE | 0 | FALSE | 0 | FALSE | 0 | FALSE | 0 | FALSE | 0 | FALSE | 0 | FALSE | 0 | FALSE | 0 | FALSE | 0 | FALSE | 0 | FALSE | 0 | FALSE | 0 | FALSE | 0 | FALSE | 0 | FALSE | 0 | FALSE | 0 | FALSE | 0 | FALSE | 0 | TRUE | 900 | FALSE | 0 | FALSE | 0 | FALSE | 0 | FALSE | 0 | FALSE | 0 | FALSE | 0 | FALSE | 0 | FALSE | 0 | FALSE | 0 | FALSE | 0 | FALSE | 0 | FALSE | 0 | FALSE | 0 | FALSE | 0 | FALSE | 0 | FALSE | 0 | FALSE | 0 | FALSE | 0 | FALSE | 0 | FALSE | 0
50 |  | 0 | 1504 | FALSE | 0 | FALSE | 0 | FALSE | 0 | FALSE | 0 | FALSE | 0 | FALSE | 0 | FALSE | 0 | FALSE | 0 | FALSE | 0 | FALSE | 0 | FALSE | 0 | FALSE | 0 | FALSE | 0 | FALSE | 0 | FALSE | 0 | FALSE | 0 | FALSE | 0 | FALSE | 0 | FALSE | 0 | FALSE | 0 | FALSE | 0 | FALSE | 0 | FALSE | 0 | FALSE | 0 | FALSE | 0 | FALSE | 0 | FALSE | 0 | FALSE | 0 | FALSE | 0 | FALSE | 0 | TRUE | 900 | FALSE | 0 | FALSE | 0 | FALSE | 0 | FALSE | 0 | FALSE | 0 | FALSE | 0 | FALSE | 0 | FALSE | 0 | FALSE | 0 | FALSE | 0 | FALSE | 0 | FALSE | 0 | FALSE | 0 | FALSE | 0 | FALSE | 0 | FALSE | 0 | FALSE | 0 | FALSE | 0 | FALSE | 0 | FALSE | 0
50 |  | 0 | 1503 | FALSE | 0 | FALSE | 0 | FALSE | 0 | FALSE | 0 | FALSE | 0 | FALSE | 0 | FALSE | 0 | FALSE | 0 | FALSE | 0 | FALSE | 0 | FALSE | 0 | FALSE | 0 | FALSE | 0 | FALSE | 0 | FALSE | 0 | FALSE | 0 | FALSE | 0 | FALSE | 0 | FALSE | 0 | FALSE | 0 | FALSE | 0 | FALSE | 0 | FALSE | 0 | FALSE | 0 | FALSE | 0 | FALSE | 0 | FALSE | 0 | FALSE | 0 | FALSE | 0 | FALSE | 0 | TRUE | 900 | FALSE | 0 | FALSE | 0 | FALSE | 0 | FALSE | 0 | FALSE | 0 | FALSE | 0 | FALSE | 0 | FALSE | 0 | FALSE | 0 | FALSE | 0 | FALSE | 0 | FALSE | 0 | FALSE | 0 | FALSE | 0 | FALSE | 0 | FALSE | 0 | FALSE | 0 | FALSE | 0 | FALSE | 0 | FALSE | 0
50 |  | 0 | 1502 | FALSE | 0 | FALSE | 0 | FALSE | 0 | FALSE | 0 | FALSE | 0 | FALSE | 0 | FALSE | 0 | FALSE | 0 | FALSE | 0 | FALSE | 0 | FALSE | 0 | FALSE | 0 | FALSE | 0 | FALSE | 0 | FALSE | 0 | FALSE | 0 | FALSE | 0 | FALSE | 0 | FALSE | 0 | FALSE | 0 | FALSE | 0 | FALSE | 0 | FALSE | 0 | FALSE | 0 | FALSE | 0 | FALSE | 0 | FALSE | 0 | FALSE | 0 | FALSE | 0 | FALSE | 0 | TRUE | 900 | FALSE | 0 | FALSE | 0 | FALSE | 0 | FALSE | 0 | FALSE | 0 | FALSE | 0 | FALSE | 0 | FALSE | 0 | FALSE | 0 | FALSE | 0 | FALSE | 0 | FALSE | 0 | FALSE | 0 | FALSE | 0 | FALSE | 0 | FALSE | 0 | FALSE | 0 | FALSE | 0 | FALSE | 0 | FALSE | 0
50 |  | 0 | 1501 | FALSE | 0 | FALSE | 0 | FALSE | 0 | FALSE | 0 | FALSE | 0 | FALSE | 0 | FALSE | 0 | FALSE | 0 | FALSE | 0 | FALSE | 0 | FALSE | 0 | FALSE | 0 | FALSE | 0 | FALSE | 0 | FALSE | 0 | FALSE | 0 | FALSE | 0 | FALSE | 0 | FALSE | 0 | FALSE | 0 | FALSE | 0 | FALSE | 0 | FALSE | 0 | FALSE | 0 | FALSE | 0 | FALSE | 0 | FALSE | 0 | FALSE | 0 | FALSE | 0 | FALSE | 0 | TRUE | 900 | FALSE | 0 | FALSE | 0 | FALSE | 0 | FALSE | 0 | FALSE | 0 | FALSE | 0 | FALSE | 0 | FALSE | 0 | FALSE | 0 | FALSE | 0 | FALSE | 0 | FALSE | 0 | FALSE | 0 | FALSE | 0 | FALSE | 0 | FALSE | 0 | FALSE | 0 | FALSE | 0 | FALSE | 0 | FALSE | 0
50 |  | 0 | 1500 | FALSE | 0 | FALSE | 0 | FALSE | 0 | FALSE | 0 | FALSE | 0 | FALSE | 0 | FALSE | 0 | FALSE | 0 | FALSE | 0 | FALSE | 0 | FALSE | 0 | FALSE | 0 | FALSE | 0 | FALSE | 0 | FALSE | 0 | FALSE | 0 | FALSE | 0 | FALSE | 0 | FALSE | 0 | FALSE | 0 | FALSE | 0 | FALSE | 0 | FALSE | 0 | FALSE | 0 | FALSE | 0 | FALSE | 0 | FALSE | 0 | FALSE | 0 | FALSE | 0 | FALSE | 0 | TRUE | 900 | FALSE | 0 | FALSE | 0 | FALSE | 0 | FALSE | 0 | FALSE | 0 | FALSE | 0 | FALSE | 0 | FALSE | 0 | FALSE | 0 | FALSE | 0 | FALSE | 0 | FALSE | 0 | FALSE | 0 | FALSE | 0 | FALSE | 0 | FALSE | 0 | FALSE | 0 | FALSE | 0 | FALSE | 0 | FALSE | 0
50 |  | 0 | 1499 | FALSE | 0 | FALSE | 0 | FALSE | 0 | FALSE | 0 | FALSE | 0 | FALSE | 0 | FALSE | 0 | FALSE | 0 | FALSE | 0 | FALSE | 0 | FALSE | 0 | FALSE | 0 | FALSE | 0 | FALSE | 0 | FALSE | 0 | FALSE | 0 | FALSE | 0 | FALSE | 0 | FALSE | 0 | FALSE | 0 | FALSE | 0 | FALSE | 0 | FALSE | 0 | FALSE | 0 | FALSE | 0 | FALSE | 0 | FALSE | 0 | FALSE | 0 | FALSE | 0 | FALSE | 0 | TRUE | 900 | FALSE | 0 | FALSE | 0 | FALSE | 0 | FALSE | 0 | FALSE | 0 | FALSE | 0 | FALSE | 0 | FALSE | 0 | FALSE | 0 | FALSE | 0 | FALSE | 0 | FALSE | 0 | FALSE | 0 | FALSE | 0 | FALSE | 0 | FALSE | 0 | FALSE | 0 | FALSE | 0 | FALSE | 0 | FALSE | 0
50 |  | 0 | 1498 | FALSE | 0 | FALSE | 0 | FALSE | 0 | FALSE | 0 | FALSE | 0 | FALSE | 0 | FALSE | 0 | FALSE | 0 | FALSE | 0 | FALSE | 0 | FALSE | 0 | FALSE | 0 | FALSE | 0 | FALSE | 0 | FALSE | 0 | FALSE | 0 | FALSE | 0 | FALSE | 0 | FALSE | 0 | FALSE | 0 | FALSE | 0 | FALSE | 0 | FALSE | 0 | FALSE | 0 | FALSE | 0 | FALSE | 0 | FALSE | 0 | FALSE | 0 | FALSE | 0 | FALSE | 0 | TRUE | 900 | FALSE | 0 | FALSE | 0 | FALSE | 0 | FALSE | 0 | FALSE | 0 | FALSE | 0 | FALSE | 0 | FALSE | 0 | FALSE | 0 | FALSE | 0 | FALSE | 0 | FALSE | 0 | FALSE | 0 | FALSE | 0 | FALSE | 0 | FALSE | 0 | FALSE | 0 | FALSE | 0 | FALSE | 0 | FALSE | 0
50 |  | 0 | 1497 | FALSE | 0 | FALSE | 0 | FALSE | 0 | FALSE | 0 | FALSE | 0 | FALSE | 0 | FALSE | 0 | FALSE | 0 | FALSE | 0 | FALSE | 0 | FALSE | 0 | FALSE | 0 | FALSE | 0 | FALSE | 0 | FALSE | 0 | FALSE | 0 | FALSE | 0 | FALSE | 0 | FALSE | 0 | FALSE | 0 | FALSE | 0 | FALSE | 0 | FALSE | 0 | FALSE | 0 | FALSE | 0 | FALSE | 0 | FALSE | 0 | FALSE | 0 | FALSE | 0 | FALSE | 0 | TRUE | 900 | FALSE | 0 | FALSE | 0 | FALSE | 0 | FALSE | 0 | FALSE | 0 | FALSE | 0 | FALSE | 0 | FALSE | 0 | FALSE | 0 | FALSE | 0 | FALSE | 0 | FALSE | 0 | FALSE | 0 | FALSE | 0 | FALSE | 0 | FALSE | 0 | FALSE | 0 | FALSE | 0 | FALSE | 0 | FALSE | 0
50 |  | 0 | 1496 | FALSE | 0 | FALSE | 0 | FALSE | 0 | FALSE | 0 | FALSE | 0 | FALSE | 0 | FALSE | 0 | FALSE | 0 | FALSE | 0 | FALSE | 0 | FALSE | 0 | FALSE | 0 | FALSE | 0 | FALSE | 0 | FALSE | 0 | FALSE | 0 | FALSE | 0 | FALSE | 0 | FALSE | 0 | FALSE | 0 | FALSE | 0 | FALSE | 0 | FALSE | 0 | FALSE | 0 | FALSE | 0 | FALSE | 0 | FALSE | 0 | FALSE | 0 | FALSE | 0 | FALSE | 0 | TRUE | 900 | FALSE | 0 | FALSE | 0 | FALSE | 0 | FALSE | 0 | FALSE | 0 | FALSE | 0 | FALSE | 0 | FALSE | 0 | FALSE | 0 | FALSE | 0 | FALSE | 0 | FALSE | 0 | FALSE | 0 | FALSE | 0 | FALSE | 0 | FALSE | 0 | FALSE | 0 | FALSE | 0 | FALSE | 0 | FALSE | 0
50 |  | 0 | 1495 | FALSE | 0 | FALSE | 0 | FALSE | 0 | FALSE | 0 | FALSE | 0 | FALSE | 0 | FALSE | 0 | FALSE | 0 | FALSE | 0 | FALSE | 0 | FALSE | 0 | FALSE | 0 | FALSE | 0 | FALSE | 0 | FALSE | 0 | FALSE | 0 | FALSE | 0 | FALSE | 0 | FALSE | 0 | FALSE | 0 | FALSE | 0 | FALSE | 0 | FALSE | 0 | FALSE | 0 | FALSE | 0 | FALSE | 0 | FALSE | 0 | FALSE | 0 | FALSE | 0 | FALSE | 0 | TRUE | 900 | FALSE | 0 | FALSE | 0 | FALSE | 0 | FALSE | 0 | FALSE | 0 | FALSE | 0 | FALSE | 0 | FALSE | 0 | FALSE | 0 | FALSE | 0 | FALSE | 0 | FALSE | 0 | FALSE | 0 | FALSE | 0 | FALSE | 0 | FALSE | 0 | FALSE | 0 | FALSE | 0 | FALSE | 0 | FALSE | 0
50 |  | 0 | 1494 | FALSE | 0 | FALSE | 0 | FALSE | 0 | FALSE | 0 | FALSE | 0 | FALSE | 0 | FALSE | 0 | FALSE | 0 | FALSE | 0 | FALSE | 0 | FALSE | 0 | FALSE | 0 | FALSE | 0 | FALSE | 0 | FALSE | 0 | FALSE | 0 | FALSE | 0 | FALSE | 0 | FALSE | 0 | FALSE | 0 | FALSE | 0 | FALSE | 0 | FALSE | 0 | FALSE | 0 | FALSE | 0 | FALSE | 0 | FALSE | 0 | FALSE | 0 | FALSE | 0 | FALSE | 0 | TRUE | 900 | FALSE | 0 | FALSE | 0 | FALSE | 0 | FALSE | 0 | FALSE | 0 | FALSE | 0 | FALSE | 0 | FALSE | 0 | FALSE | 0 | FALSE | 0 | FALSE | 0 | FALSE | 0 | FALSE | 0 | FALSE | 0 | FALSE | 0 | FALSE | 0 | FALSE | 0 | FALSE | 0 | FALSE | 0 | FALSE | 0
50 |  | 0 | 1493 | FALSE | 0 | FALSE | 0 | FALSE | 0 | FALSE | 0 | FALSE | 0 | FALSE | 0 | FALSE | 0 | FALSE | 0 | FALSE | 0 | FALSE | 0 | FALSE | 0 | FALSE | 0 | FALSE | 0 | FALSE | 0 | FALSE | 0 | FALSE | 0 | FALSE | 0 | FALSE | 0 | FALSE | 0 | FALSE | 0 | FALSE | 0 | FALSE | 0 | FALSE | 0 | FALSE | 0 | FALSE | 0 | FALSE | 0 | FALSE | 0 | FALSE | 0 | FALSE | 0 | FALSE | 0 | TRUE | 900 | FALSE | 0 | FALSE | 0 | FALSE | 0 | FALSE | 0 | FALSE | 0 | FALSE | 0 | FALSE | 0 | FALSE | 0 | FALSE | 0 | FALSE | 0 | FALSE | 0 | FALSE | 0 | FALSE | 0 | FALSE | 0 | FALSE | 0 | FALSE | 0 | FALSE | 0 | FALSE | 0 | FALSE | 0 | FALSE | 0
50 |  | 0 | 1492 | FALSE | 0 | FALSE | 0 | FALSE | 0 | FALSE | 0 | FALSE | 0 | FALSE | 0 | FALSE | 0 | FALSE | 0 | FALSE | 0 | FALSE | 0 | FALSE | 0 | FALSE | 0 | FALSE | 0 | FALSE | 0 | FALSE | 0 | FALSE | 0 | FALSE | 0 | FALSE | 0 | FALSE | 0 | FALSE | 0 | FALSE | 0 | FALSE | 0 | FALSE | 0 | FALSE | 0 | FALSE | 0 | FALSE | 0 | FALSE | 0 | FALSE | 0 | FALSE | 0 | FALSE | 0 | TRUE | 900 | FALSE | 0 | FALSE | 0 | FALSE | 0 | FALSE | 0 | FALSE | 0 | FALSE | 0 | FALSE | 0 | FALSE | 0 | FALSE | 0 | FALSE | 0 | FALSE | 0 | FALSE | 0 | FALSE | 0 | FALSE | 0 | FALSE | 0 | FALSE | 0 | FALSE | 0 | FALSE | 0 | FALSE | 0 | FALSE | 0
50 |  | 0 | 1491 | FALSE | 0 | FALSE | 0 | FALSE | 0 | FALSE | 0 | FALSE | 0 | FALSE | 0 | FALSE | 0 | FALSE | 0 | FALSE | 0 | FALSE | 0 | FALSE | 0 | FALSE | 0 | FALSE | 0 | FALSE | 0 | FALSE | 0 | FALSE | 0 | FALSE | 0 | FALSE | 0 | FALSE | 0 | FALSE | 0 | FALSE | 0 | FALSE | 0 | FALSE | 0 | FALSE | 0 | FALSE | 0 | FALSE | 0 | FALSE | 0 | FALSE | 0 | FALSE | 0 | FALSE | 0 | TRUE | 900 | FALSE | 0 | FALSE | 0 | FALSE | 0 | FALSE | 0 | FALSE | 0 | FALSE | 0 | FALSE | 0 | FALSE | 0 | FALSE | 0 | FALSE | 0 | FALSE | 0 | FALSE | 0 | FALSE | 0 | FALSE | 0 | FALSE | 0 | FALSE | 0 | FALSE | 0 | FALSE | 0 | FALSE | 0 | FALSE | 0
50 |  | 0 | 1490 | FALSE | 0 | FALSE | 0 | FALSE | 0 | FALSE | 0 | FALSE | 0 | FALSE | 0 | FALSE | 0 | FALSE | 0 | FALSE | 0 | FALSE | 0 | FALSE | 0 | FALSE | 0 | FALSE | 0 | FALSE | 0 | FALSE | 0 | FALSE | 0 | FALSE | 0 | FALSE | 0 | FALSE | 0 | FALSE | 0 | FALSE | 0 | FALSE | 0 | FALSE | 0 | FALSE | 0 | FALSE | 0 | FALSE | 0 | FALSE | 0 | FALSE | 0 | FALSE | 0 | FALSE | 0 | TRUE | 900 | FALSE | 0 | FALSE | 0 | FALSE | 0 | FALSE | 0 | FALSE | 0 | FALSE | 0 | FALSE | 0 | FALSE | 0 | FALSE | 0 | FALSE | 0 | FALSE | 0 | FALSE | 0 | FALSE | 0 | FALSE | 0 | FALSE | 0 | FALSE | 0 | FALSE | 0 | FALSE | 0 | FALSE | 0 | FALSE | 0
50 |  | 0 | 1489 | FALSE | 0 | FALSE | 0 | FALSE | 0 | FALSE | 0 | FALSE | 0 | FALSE | 0 | FALSE | 0 | FALSE | 0 | FALSE | 0 | FALSE | 0 | FALSE | 0 | FALSE | 0 | FALSE | 0 | FALSE | 0 | FALSE | 0 | FALSE | 0 | FALSE | 0 | FALSE | 0 | FALSE | 0 | FALSE | 0 | FALSE | 0 | FALSE | 0 | FALSE | 0 | FALSE | 0 | FALSE | 0 | FALSE | 0 | FALSE | 0 | FALSE | 0 | FALSE | 0 | FALSE | 0 | TRUE | 900 | FALSE | 0 | FALSE | 0 | FALSE | 0 | FALSE | 0 | FALSE | 0 | FALSE | 0 | FALSE | 0 | FALSE | 0 | FALSE | 0 | FALSE | 0 | FALSE | 0 | FALSE | 0 | FALSE | 0 | FALSE | 0 | FALSE | 0 | FALSE | 0 | FALSE | 0 | FALSE | 0 | FALSE | 0 | FALSE | 0
50 |  | 0 | 1488 | FALSE | 0 | FALSE | 0 | FALSE | 0 | FALSE | 0 | FALSE | 0 | FALSE | 0 | FALSE | 0 | FALSE | 0 | FALSE | 0 | FALSE | 0 | FALSE | 0 | FALSE | 0 | FALSE | 0 | FALSE | 0 | FALSE | 0 | FALSE | 0 | FALSE | 0 | FALSE | 0 | FALSE | 0 | FALSE | 0 | FALSE | 0 | FALSE | 0 | FALSE | 0 | FALSE | 0 | FALSE | 0 | FALSE | 0 | FALSE | 0 | FALSE | 0 | FALSE | 0 | FALSE | 0 | TRUE | 900 | FALSE | 0 | FALSE | 0 | FALSE | 0 | FALSE | 0 | FALSE | 0 | FALSE | 0 | FALSE | 0 | FALSE | 0 | FALSE | 0 | FALSE | 0 | FALSE | 0 | FALSE | 0 | FALSE | 0 | FALSE | 0 | FALSE | 0 | FALSE | 0 | FALSE | 0 | FALSE | 0 | FALSE | 0 | FALSE | 0
50 |  | 0 | 1487 | FALSE | 0 | FALSE | 0 | FALSE | 0 | FALSE | 0 | FALSE | 0 | FALSE | 0 | FALSE | 0 | FALSE | 0 | FALSE | 0 | FALSE | 0 | FALSE | 0 | FALSE | 0 | FALSE | 0 | FALSE | 0 | FALSE | 0 | FALSE | 0 | FALSE | 0 | FALSE | 0 | FALSE | 0 | FALSE | 0 | FALSE | 0 | FALSE | 0 | FALSE | 0 | FALSE | 0 | FALSE | 0 | FALSE | 0 | FALSE | 0 | FALSE | 0 | FALSE | 0 | FALSE | 0 | TRUE | 900 | FALSE | 0 | FALSE | 0 | FALSE | 0 | FALSE | 0 | FALSE | 0 | FALSE | 0 | FALSE | 0 | FALSE | 0 | FALSE | 0 | FALSE | 0 | FALSE | 0 | FALSE | 0 | FALSE | 0 | FALSE | 0 | FALSE | 0 | FALSE | 0 | FALSE | 0 | FALSE | 0 | FALSE | 0 | FALSE | 0
50 |  | 0 | 1486 | FALSE | 0 | FALSE | 0 | FALSE | 0 | FALSE | 0 | FALSE | 0 | FALSE | 0 | FALSE | 0 | FALSE | 0 | FALSE | 0 | FALSE | 0 | FALSE | 0 | FALSE | 0 | FALSE | 0 | FALSE | 0 | FALSE | 0 | FALSE | 0 | FALSE | 0 | FALSE | 0 | FALSE | 0 | FALSE | 0 | FALSE | 0 | FALSE | 0 | FALSE | 0 | FALSE | 0 | FALSE | 0 | FALSE | 0 | FALSE | 0 | FALSE | 0 | FALSE | 0 | FALSE | 0 | TRUE | 900 | FALSE | 0 | FALSE | 0 | FALSE | 0 | FALSE | 0 | FALSE | 0 | FALSE | 0 | FALSE | 0 | FALSE | 0 | FALSE | 0 | FALSE | 0 | FALSE | 0 | FALSE | 0 | FALSE | 0 | FALSE | 0 | FALSE | 0 | FALSE | 0 | FALSE | 0 | FALSE | 0 | FALSE | 0 | FALSE | 0
50 |  | 0 | 1485 | FALSE | 0 | FALSE | 0 | FALSE | 0 | FALSE | 0 | FALSE | 0 | FALSE | 0 | FALSE | 0 | FALSE | 0 | FALSE | 0 | FALSE | 0 | FALSE | 0 | FALSE | 0 | FALSE | 0 | FALSE | 0 | FALSE | 0 | FALSE | 0 | FALSE | 0 | FALSE | 0 | FALSE | 0 | FALSE | 0 | FALSE | 0 | FALSE | 0 | FALSE | 0 | FALSE | 0 | FALSE | 0 | FALSE | 0 | FALSE | 0 | FALSE | 0 | FALSE | 0 | FALSE | 0 | TRUE | 900 | FALSE | 0 | FALSE | 0 | FALSE | 0 | FALSE | 0 | FALSE | 0 | FALSE | 0 | FALSE | 0 | FALSE | 0 | FALSE | 0 | FALSE | 0 | FALSE | 0 | FALSE | 0 | FALSE | 0 | FALSE | 0 | FALSE | 0 | FALSE | 0 | FALSE | 0 | FALSE | 0 | FALSE | 0 | FALSE | 0
50 |  | 0 | 1484 | FALSE | 0 | FALSE | 0 | FALSE | 0 | FALSE | 0 | FALSE | 0 | FALSE | 0 | FALSE | 0 | FALSE | 0 | FALSE | 0 | FALSE | 0 | FALSE | 0 | FALSE | 0 | FALSE | 0 | FALSE | 0 | FALSE | 0 | FALSE | 0 | FALSE | 0 | FALSE | 0 | FALSE | 0 | FALSE | 0 | FALSE | 0 | FALSE | 0 | FALSE | 0 | FALSE | 0 | FALSE | 0 | FALSE | 0 | FALSE | 0 | FALSE | 0 | FALSE | 0 | FALSE | 0 | TRUE | 900 | FALSE | 0 | FALSE | 0 | FALSE | 0 | FALSE | 0 | FALSE | 0 | FALSE | 0 | FALSE | 0 | FALSE | 0 | FALSE | 0 | FALSE | 0 | FALSE | 0 | FALSE | 0 | FALSE | 0 | FALSE | 0 | FALSE | 0 | FALSE | 0 | FALSE | 0 | FALSE | 0 | FALSE | 0 | FALSE | 0
50 |  | 0 | 1483 | FALSE | 0 | FALSE | 0 | FALSE | 0 | FALSE | 0 | FALSE | 0 | FALSE | 0 | FALSE | 0 | FALSE | 0 | FALSE | 0 | FALSE | 0 | FALSE | 0 | FALSE | 0 | FALSE | 0 | FALSE | 0 | FALSE | 0 | FALSE | 0 | FALSE | 0 | FALSE | 0 | FALSE | 0 | FALSE | 0 | FALSE | 0 | FALSE | 0 | FALSE | 0 | FALSE | 0 | FALSE | 0 | FALSE | 0 | FALSE | 0 | FALSE | 0 | FALSE | 0 | FALSE | 0 | TRUE | 900 | FALSE | 0 | FALSE | 0 | FALSE | 0 | FALSE | 0 | FALSE | 0 | FALSE | 0 | FALSE | 0 | FALSE | 0 | FALSE | 0 | FALSE | 0 | FALSE | 0 | FALSE | 0 | FALSE | 0 | FALSE | 0 | FALSE | 0 | FALSE | 0 | FALSE | 0 | FALSE | 0 | FALSE | 0 | FALSE | 0
50 |  | 0 | 1482 | FALSE | 0 | FALSE | 0 | FALSE | 0 | FALSE | 0 | FALSE | 0 | FALSE | 0 | FALSE | 0 | FALSE | 0 | FALSE | 0 | FALSE | 0 | FALSE | 0 | FALSE | 0 | FALSE | 0 | FALSE | 0 | FALSE | 0 | FALSE | 0 | FALSE | 0 | FALSE | 0 | FALSE | 0 | FALSE | 0 | FALSE | 0 | FALSE | 0 | FALSE | 0 | FALSE | 0 | FALSE | 0 | FALSE | 0 | FALSE | 0 | FALSE | 0 | FALSE | 0 | FALSE | 0 | TRUE | 900 | FALSE | 0 | FALSE | 0 | FALSE | 0 | FALSE | 0 | FALSE | 0 | FALSE | 0 | FALSE | 0 | FALSE | 0 | FALSE | 0 | FALSE | 0 | FALSE | 0 | FALSE | 0 | FALSE | 0 | FALSE | 0 | FALSE | 0 | FALSE | 0 | FALSE | 0 | FALSE | 0 | FALSE | 0 | FALSE | 0
50 |  | 0 | 1481 | FALSE | 0 | FALSE | 0 | FALSE | 0 | FALSE | 0 | FALSE | 0 | FALSE | 0 | FALSE | 0 | FALSE | 0 | FALSE | 0 | FALSE | 0 | FALSE | 0 | FALSE | 0 | FALSE | 0 | FALSE | 0 | FALSE | 0 | FALSE | 0 | FALSE | 0 | FALSE | 0 | FALSE | 0 | FALSE | 0 | FALSE | 0 | FALSE | 0 | FALSE | 0 | FALSE | 0 | FALSE | 0 | FALSE | 0 | FALSE | 0 | FALSE | 0 | FALSE | 0 | FALSE | 0 | TRUE | 900 | FALSE | 0 | FALSE | 0 | FALSE | 0 | FALSE | 0 | FALSE | 0 | FALSE | 0 | FALSE | 0 | FALSE | 0 | FALSE | 0 | FALSE | 0 | FALSE | 0 | FALSE | 0 | FALSE | 0 | FALSE | 0 | FALSE | 0 | FALSE | 0 | FALSE | 0 | FALSE | 0 | FALSE | 0 | FALSE | 0
50 |  | 0 | 1480 | FALSE | 0 | FALSE | 0 | FALSE | 0 | FALSE | 0 | FALSE | 0 | FALSE | 0 | FALSE | 0 | FALSE | 0 | FALSE | 0 | FALSE | 0 | FALSE | 0 | FALSE | 0 | FALSE | 0 | FALSE | 0 | FALSE | 0 | FALSE | 0 | FALSE | 0 | FALSE | 0 | FALSE | 0 | FALSE | 0 | FALSE | 0 | FALSE | 0 | FALSE | 0 | FALSE | 0 | FALSE | 0 | FALSE | 0 | FALSE | 0 | FALSE | 0 | FALSE | 0 | FALSE | 0 | TRUE | 900 | FALSE | 0 | FALSE | 0 | FALSE | 0 | FALSE | 0 | FALSE | 0 | FALSE | 0 | FALSE | 0 | FALSE | 0 | FALSE | 0 | FALSE | 0 | FALSE | 0 | FALSE | 0 | FALSE | 0 | FALSE | 0 | FALSE | 0 | FALSE | 0 | FALSE | 0 | FALSE | 0 | FALSE | 0 | FALSE | 0
50 |  | 0 | 1479 | FALSE | 0 | FALSE | 0 | FALSE | 0 | FALSE | 0 | FALSE | 0 | FALSE | 0 | FALSE | 0 | FALSE | 0 | FALSE | 0 | FALSE | 0 | FALSE | 0 | FALSE | 0 | FALSE | 0 | FALSE | 0 | FALSE | 0 | FALSE | 0 | FALSE | 0 | FALSE | 0 | FALSE | 0 | FALSE | 0 | FALSE | 0 | FALSE | 0 | FALSE | 0 | FALSE | 0 | FALSE | 0 | FALSE | 0 | FALSE | 0 | FALSE | 0 | FALSE | 0 | FALSE | 0 | TRUE | 900 | FALSE | 0 | FALSE | 0 | FALSE | 0 | FALSE | 0 | FALSE | 0 | FALSE | 0 | FALSE | 0 | FALSE | 0 | FALSE | 0 | FALSE | 0 | FALSE | 0 | FALSE | 0 | FALSE | 0 | FALSE | 0 | FALSE | 0 | FALSE | 0 | FALSE | 0 | FALSE | 0 | FALSE | 0 | FALSE | 0
50 |  | 0 | 1478 | FALSE | 0 | FALSE | 0 | FALSE | 0 | FALSE | 0 | FALSE | 0 | FALSE | 0 | FALSE | 0 | FALSE | 0 | FALSE | 0 | FALSE | 0 | FALSE | 0 | FALSE | 0 | FALSE | 0 | FALSE | 0 | FALSE | 0 | FALSE | 0 | FALSE | 0 | FALSE | 0 | FALSE | 0 | FALSE | 0 | FALSE | 0 | FALSE | 0 | FALSE | 0 | FALSE | 0 | FALSE | 0 | FALSE | 0 | FALSE | 0 | FALSE | 0 | FALSE | 0 | FALSE | 0 | TRUE | 900 | FALSE | 0 | FALSE | 0 | FALSE | 0 | FALSE | 0 | FALSE | 0 | FALSE | 0 | FALSE | 0 | FALSE | 0 | FALSE | 0 | FALSE | 0 | FALSE | 0 | FALSE | 0 | FALSE | 0 | FALSE | 0 | FALSE | 0 | FALSE | 0 | FALSE | 0 | FALSE | 0 | FALSE | 0 | FALSE | 0
50 |  | 0 | 1477 | FALSE | 0 | FALSE | 0 | FALSE | 0 | FALSE | 0 | FALSE | 0 | FALSE | 0 | FALSE | 0 | FALSE | 0 | FALSE | 0 | FALSE | 0 | FALSE | 0 | FALSE | 0 | FALSE | 0 | FALSE | 0 | FALSE | 0 | FALSE | 0 | FALSE | 0 | FALSE | 0 | FALSE | 0 | FALSE | 0 | FALSE | 0 | FALSE | 0 | FALSE | 0 | FALSE | 0 | FALSE | 0 | FALSE | 0 | FALSE | 0 | FALSE | 0 | FALSE | 0 | FALSE | 0 | TRUE | 900 | FALSE | 0 | FALSE | 0 | FALSE | 0 | FALSE | 0 | FALSE | 0 | FALSE | 0 | FALSE | 0 | FALSE | 0 | FALSE | 0 | FALSE | 0 | FALSE | 0 | FALSE | 0 | FALSE | 0 | FALSE | 0 | FALSE | 0 | FALSE | 0 | FALSE | 0 | FALSE | 0 | FALSE | 0 | FALSE | 0
50 |  | 0 | 1476 | FALSE | 0 | FALSE | 0 | FALSE | 0 | FALSE | 0 | FALSE | 0 | FALSE | 0 | FALSE | 0 | FALSE | 0 | FALSE | 0 | FALSE | 0 | FALSE | 0 | FALSE | 0 | FALSE | 0 | FALSE | 0 | FALSE | 0 | FALSE | 0 | FALSE | 0 | FALSE | 0 | FALSE | 0 | FALSE | 0 | FALSE | 0 | FALSE | 0 | FALSE | 0 | FALSE | 0 | FALSE | 0 | FALSE | 0 | FALSE | 0 | FALSE | 0 | FALSE | 0 | FALSE | 0 | TRUE | 900 | FALSE | 0 | FALSE | 0 | FALSE | 0 | FALSE | 0 | FALSE | 0 | FALSE | 0 | FALSE | 0 | FALSE | 0 | FALSE | 0 | FALSE | 0 | FALSE | 0 | FALSE | 0 | FALSE | 0 | FALSE | 0 | FALSE | 0 | FALSE | 0 | FALSE | 0 | FALSE | 0 | FALSE | 0 | FALSE | 0
50 |  | 0 | 1475 | FALSE | 0 | FALSE | 0 | FALSE | 0 | FALSE | 0 | FALSE | 0 | FALSE | 0 | FALSE | 0 | FALSE | 0 | FALSE | 0 | FALSE | 0 | FALSE | 0 | FALSE | 0 | FALSE | 0 | FALSE | 0 | FALSE | 0 | FALSE | 0 | FALSE | 0 | FALSE | 0 | FALSE | 0 | FALSE | 0 | FALSE | 0 | FALSE | 0 | FALSE | 0 | FALSE | 0 | FALSE | 0 | FALSE | 0 | FALSE | 0 | FALSE | 0 | FALSE | 0 | FALSE | 0 | TRUE | 900 | FALSE | 0 | FALSE | 0 | FALSE | 0 | FALSE | 0 | FALSE | 0 | FALSE | 0 | FALSE | 0 | FALSE | 0 | FALSE | 0 | FALSE | 0 | FALSE | 0 | FALSE | 0 | FALSE | 0 | FALSE | 0 | FALSE | 0 | FALSE | 0 | FALSE | 0 | FALSE | 0 | FALSE | 0 | FALSE | 0
50 |  | 0 | 1474 | FALSE | 0 | FALSE | 0 | FALSE | 0 | FALSE | 0 | FALSE | 0 | FALSE | 0 | FALSE | 0 | FALSE | 0 | FALSE | 0 | FALSE | 0 | FALSE | 0 | FALSE | 0 | FALSE | 0 | FALSE | 0 | FALSE | 0 | FALSE | 0 | FALSE | 0 | FALSE | 0 | FALSE | 0 | FALSE | 0 | FALSE | 0 | FALSE | 0 | FALSE | 0 | FALSE | 0 | FALSE | 0 | FALSE | 0 | FALSE | 0 | FALSE | 0 | FALSE | 0 | FALSE | 0 | TRUE | 900 | FALSE | 0 | FALSE | 0 | FALSE | 0 | FALSE | 0 | FALSE | 0 | FALSE | 0 | FALSE | 0 | FALSE | 0 | FALSE | 0 | FALSE | 0 | FALSE | 0 | FALSE | 0 | FALSE | 0 | FALSE | 0 | FALSE | 0 | FALSE | 0 | FALSE | 0 | FALSE | 0 | FALSE | 0 | FALSE | 0
50 |  | 0 | 1473 | FALSE | 0 | FALSE | 0 | FALSE | 0 | FALSE | 0 | FALSE | 0 | FALSE | 0 | FALSE | 0 | FALSE | 0 | FALSE | 0 | FALSE | 0 | FALSE | 0 | FALSE | 0 | FALSE | 0 | FALSE | 0 | FALSE | 0 | FALSE | 0 | FALSE | 0 | FALSE | 0 | FALSE | 0 | FALSE | 0 | FALSE | 0 | FALSE | 0 | FALSE | 0 | FALSE | 0 | FALSE | 0 | FALSE | 0 | FALSE | 0 | FALSE | 0 | FALSE | 0 | FALSE | 0 | TRUE | 900 | FALSE | 0 | FALSE | 0 | FALSE | 0 | FALSE | 0 | FALSE | 0 | FALSE | 0 | FALSE | 0 | FALSE | 0 | FALSE | 0 | FALSE | 0 | FALSE | 0 | FALSE | 0 | FALSE | 0 | FALSE | 0 | FALSE | 0 | FALSE | 0 | FALSE | 0 | FALSE | 0 | FALSE | 0 | FALSE | 0
50 |  | 0 | 1472 | FALSE | 0 | FALSE | 0 | FALSE | 0 | FALSE | 0 | FALSE | 0 | FALSE | 0 | FALSE | 0 | FALSE | 0 | FALSE | 0 | FALSE | 0 | FALSE | 0 | FALSE | 0 | FALSE | 0 | FALSE | 0 | FALSE | 0 | FALSE | 0 | FALSE | 0 | FALSE | 0 | FALSE | 0 | FALSE | 0 | FALSE | 0 | FALSE | 0 | FALSE | 0 | FALSE | 0 | FALSE | 0 | FALSE | 0 | FALSE | 0 | FALSE | 0 | FALSE | 0 | FALSE | 0 | TRUE | 900 | FALSE | 0 | FALSE | 0 | FALSE | 0 | FALSE | 0 | FALSE | 0 | FALSE | 0 | FALSE | 0 | FALSE | 0 | FALSE | 0 | FALSE | 0 | FALSE | 0 | FALSE | 0 | FALSE | 0 | FALSE | 0 | FALSE | 0 | FALSE | 0 | FALSE | 0 | FALSE | 0 | FALSE | 0 | FALSE | 0
50 |  | 0 | 1471 | FALSE | 0 | FALSE | 0 | FALSE | 0 | FALSE | 0 | FALSE | 0 | FALSE | 0 | FALSE | 0 | FALSE | 0 | FALSE | 0 | FALSE | 0 | FALSE | 0 | FALSE | 0 | FALSE | 0 | FALSE | 0 | FALSE | 0 | FALSE | 0 | FALSE | 0 | FALSE | 0 | FALSE | 0 | FALSE | 0 | FALSE | 0 | FALSE | 0 | FALSE | 0 | FALSE | 0 | FALSE | 0 | FALSE | 0 | FALSE | 0 | FALSE | 0 | FALSE | 0 | FALSE | 0 | TRUE | 900 | FALSE | 0 | FALSE | 0 | FALSE | 0 | FALSE | 0 | FALSE | 0 | FALSE | 0 | FALSE | 0 | FALSE | 0 | FALSE | 0 | FALSE | 0 | FALSE | 0 | FALSE | 0 | FALSE | 0 | FALSE | 0 | FALSE | 0 | FALSE | 0 | FALSE | 0 | FALSE | 0 | FALSE | 0 | FALSE | 0
50 |  | 0 | 1470 | FALSE | 0 | FALSE | 0 | FALSE | 0 | FALSE | 0 | FALSE | 0 | FALSE | 0 | FALSE | 0 | FALSE | 0 | FALSE | 0 | FALSE | 0 | FALSE | 0 | FALSE | 0 | FALSE | 0 | FALSE | 0 | FALSE | 0 | FALSE | 0 | FALSE | 0 | FALSE | 0 | FALSE | 0 | FALSE | 0 | FALSE | 0 | FALSE | 0 | FALSE | 0 | FALSE | 0 | FALSE | 0 | FALSE | 0 | FALSE | 0 | FALSE | 0 | FALSE | 0 | FALSE | 0 | TRUE | 900 | FALSE | 0 | FALSE | 0 | FALSE | 0 | FALSE | 0 | FALSE | 0 | FALSE | 0 | FALSE | 0 | FALSE | 0 | FALSE | 0 | FALSE | 0 | FALSE | 0 | FALSE | 0 | FALSE | 0 | FALSE | 0 | FALSE | 0 | FALSE | 0 | FALSE | 0 | FALSE | 0 | FALSE | 0 | FALSE | 0 | 900
50 |  | 0 | 1469 | FALSE | 0 | FALSE | 0 | FALSE | 0 | FALSE | 0 | FALSE | 0 | FALSE | 0 | FALSE | 0 | FALSE | 0 | FALSE | 0 | FALSE | 0 | FALSE | 0 | FALSE | 0 | FALSE | 0 | FALSE | 0 | FALSE | 0 | FALSE | 0 | FALSE | 0 | FALSE | 0 | FALSE | 0 | FALSE | 0 | FALSE | 0 | FALSE | 0 | FALSE | 0 | FALSE | 0 | FALSE | 0 | FALSE | 0 | FALSE | 0 | FALSE | 0 | FALSE | 0 | FALSE | 0 | TRUE | 900 | FALSE | 0 | FALSE | 0 | FALSE | 0 | FALSE | 0 | FALSE | 0 | FALSE | 0 | FALSE | 0 | FALSE | 0 | FALSE | 0 | FALSE | 0 | FALSE | 0 | FALSE | 0 | FALSE | 0 | FALSE | 0 | FALSE | 0 | FALSE | 0 | FALSE | 0 | FALSE | 0 | FALSE | 0 | FALSE | 0 | 762
50 |  | 0 | 1468 | FALSE | 0 | FALSE | 0 | FALSE | 0 | FALSE | 0 | FALSE | 0 | FALSE | 0 | FALSE | 0 | FALSE | 0 | FALSE | 0 | FALSE | 0 | FALSE | 0 | FALSE | 0 | FALSE | 0 | FALSE | 0 | FALSE | 0 | FALSE | 0 | FALSE | 0 | FALSE | 0 | FALSE | 0 | FALSE | 0 | FALSE | 0 | FALSE | 0 | FALSE | 0 | FALSE | 0 | FALSE | 0 | FALSE | 0 | FALSE | 0 | FALSE | 0 | FALSE | 0 | FALSE | 0 | TRUE | 900 | FALSE | 0 | FALSE | 0 | FALSE | 0 | FALSE | 0 | FALSE | 0 | FALSE | 0 | FALSE | 0 | FALSE | 0 | FALSE | 0 | FALSE | 0 | FALSE | 0 | FALSE | 0 | FALSE | 0 | FALSE | 0 | FALSE | 0 | FALSE | 0 | FALSE | 0 | FALSE | 0 | FALSE | 0 | FALSE | 0
50 |  | 0 | 1467 | FALSE | 0 | FALSE | 0 | FALSE | 0 | FALSE | 0 | FALSE | 0 | FALSE | 0 | FALSE | 0 | FALSE | 0 | FALSE | 0 | FALSE | 0 | FALSE | 0 | FALSE | 0 | FALSE | 0 | FALSE | 0 | FALSE | 0 | FALSE | 0 | FALSE | 0 | FALSE | 0 | FALSE | 0 | FALSE | 0 | FALSE | 0 | FALSE | 0 | FALSE | 0 | FALSE | 0 | FALSE | 0 | FALSE | 0 | FALSE | 0 | FALSE | 0 | FALSE | 0 | FALSE | 0 | TRUE | 900 | FALSE | 0 | FALSE | 0 | FALSE | 0 | FALSE | 0 | FALSE | 0 | FALSE | 0 | FALSE | 0 | FALSE | 0 | FALSE | 0 | FALSE | 0 | FALSE | 0 | FALSE | 0 | FALSE | 0 | FALSE | 0 | FALSE | 0 | FALSE | 0 | FALSE | 0 | FALSE | 0 | FALSE | 0 | FALSE | 0
50 |  | 0 | 1466 | FALSE | 0 | FALSE | 0 | FALSE | 0 | FALSE | 0 | FALSE | 0 | FALSE | 0 | FALSE | 0 | FALSE | 0 | FALSE | 0 | FALSE | 0 | FALSE | 0 | FALSE | 0 | FALSE | 0 | FALSE | 0 | FALSE | 0 | FALSE | 0 | FALSE | 0 | FALSE | 0 | FALSE | 0 | FALSE | 0 | FALSE | 0 | FALSE | 0 | FALSE | 0 | FALSE | 0 | FALSE | 0 | FALSE | 0 | FALSE | 0 | FALSE | 0 | FALSE | 0 | FALSE | 0 | TRUE | 900 | FALSE | 0 | FALSE | 0 | FALSE | 0 | FALSE | 0 | FALSE | 0 | FALSE | 0 | FALSE | 0 | FALSE | 0 | FALSE | 0 | FALSE | 0 | FALSE | 0 | FALSE | 0 | FALSE | 0 | FALSE | 0 | FALSE | 0 | FALSE | 0 | FALSE | 0 | FALSE | 0 | FALSE | 0 | FALSE | 0
50 |  | 0 | 1465 | FALSE | 0 | FALSE | 0 | FALSE | 0 | FALSE | 0 | FALSE | 0 | FALSE | 0 | FALSE | 0 | FALSE | 0 | FALSE | 0 | FALSE | 0 | FALSE | 0 | FALSE | 0 | FALSE | 0 | FALSE | 0 | FALSE | 0 | FALSE | 0 | FALSE | 0 | FALSE | 0 | FALSE | 0 | FALSE | 0 | FALSE | 0 | FALSE | 0 | FALSE | 0 | FALSE | 0 | FALSE | 0 | FALSE | 0 | FALSE | 0 | FALSE | 0 | FALSE | 0 | FALSE | 0 | TRUE | 900 | FALSE | 0 | FALSE | 0 | FALSE | 0 | FALSE | 0 | FALSE | 0 | FALSE | 0 | FALSE | 0 | FALSE | 0 | FALSE | 0 | FALSE | 0 | FALSE | 0 | FALSE | 0 | FALSE | 0 | FALSE | 0 | FALSE | 0 | FALSE | 0 | FALSE | 0 | FALSE | 0 | FALSE | 0 | FALSE | 0
50 |  | 0 | 1464 | FALSE | 0 | FALSE | 0 | FALSE | 0 | FALSE | 0 | FALSE | 0 | FALSE | 0 | FALSE | 0 | FALSE | 0 | FALSE | 0 | FALSE | 0 | FALSE | 0 | FALSE | 0 | FALSE | 0 | FALSE | 0 | FALSE | 0 | FALSE | 0 | FALSE | 0 | FALSE | 0 | FALSE | 0 | FALSE | 0 | FALSE | 0 | FALSE | 0 | FALSE | 0 | FALSE | 0 | FALSE | 0 | FALSE | 0 | FALSE | 0 | FALSE | 0 | FALSE | 0 | FALSE | 0 | TRUE | 900 | FALSE | 0 | FALSE | 0 | FALSE | 0 | FALSE | 0 | FALSE | 0 | FALSE | 0 | FALSE | 0 | FALSE | 0 | FALSE | 0 | FALSE | 0 | FALSE | 0 | FALSE | 0 | FALSE | 0 | FALSE | 0 | FALSE | 0 | FALSE | 0 | FALSE | 0 | FALSE | 0 | FALSE | 0 | FALSE | 0
50 |  | 0 | 1463 | FALSE | 0 | FALSE | 0 | FALSE | 0 | FALSE | 0 | FALSE | 0 | FALSE | 0 | FALSE | 0 | FALSE | 0 | FALSE | 0 | FALSE | 0 | FALSE | 0 | FALSE | 0 | FALSE | 0 | FALSE | 0 | FALSE | 0 | FALSE | 0 | FALSE | 0 | FALSE | 0 | FALSE | 0 | FALSE | 0 | FALSE | 0 | FALSE | 0 | FALSE | 0 | FALSE | 0 | FALSE | 0 | FALSE | 0 | FALSE | 0 | FALSE | 0 | FALSE | 0 | FALSE | 0 | TRUE | 900 | FALSE | 0 | FALSE | 0 | FALSE | 0 | FALSE | 0 | FALSE | 0 | FALSE | 0 | FALSE | 0 | FALSE | 0 | FALSE | 0 | FALSE | 0 | FALSE | 0 | FALSE | 0 | FALSE | 0 | FALSE | 0 | FALSE | 0 | FALSE | 0 | FALSE | 0 | FALSE | 0 | FALSE | 0 | FALSE | 0
50 |  | 0 | 1462 | FALSE | 0 | FALSE | 0 | FALSE | 0 | FALSE | 0 | FALSE | 0 | FALSE | 0 | FALSE | 0 | FALSE | 0 | FALSE | 0 | FALSE | 0 | FALSE | 0 | FALSE | 0 | FALSE | 0 | FALSE | 0 | FALSE | 0 | FALSE | 0 | FALSE | 0 | FALSE | 0 | FALSE | 0 | FALSE | 0 | FALSE | 0 | FALSE | 0 | FALSE | 0 | FALSE | 0 | FALSE | 0 | FALSE | 0 | FALSE | 0 | FALSE | 0 | FALSE | 0 | FALSE | 0 | TRUE | 900 | FALSE | 0 | FALSE | 0 | FALSE | 0 | FALSE | 0 | FALSE | 0 | FALSE | 0 | FALSE | 0 | FALSE | 0 | FALSE | 0 | FALSE | 0 | FALSE | 0 | FALSE | 0 | FALSE | 0 | FALSE | 0 | FALSE | 0 | FALSE | 0 | FALSE | 0 | FALSE | 0 | FALSE | 0 | FALSE | 0
50 |  | 0 | 1461 | FALSE | 0 | FALSE | 0 | FALSE | 0 | FALSE | 0 | FALSE | 0 | FALSE | 0 | FALSE | 0 | FALSE | 0 | FALSE | 0 | FALSE | 0 | FALSE | 0 | FALSE | 0 | FALSE | 0 | FALSE | 0 | FALSE | 0 | FALSE | 0 | FALSE | 0 | FALSE | 0 | FALSE | 0 | FALSE | 0 | FALSE | 0 | FALSE | 0 | FALSE | 0 | FALSE | 0 | FALSE | 0 | FALSE | 0 | FALSE | 0 | FALSE | 0 | FALSE | 0 | FALSE | 0 | TRUE | 900 | FALSE | 0 | FALSE | 0 | FALSE | 0 | FALSE | 0 | FALSE | 0 | FALSE | 0 | FALSE | 0 | FALSE | 0 | FALSE | 0 | FALSE | 0 | FALSE | 0 | FALSE | 0 | FALSE | 0 | FALSE | 0 | FALSE | 0 | FALSE | 0 | FALSE | 0 | FALSE | 0 | FALSE | 0 | FALSE | 0
50 |  | 0 | 1460 | FALSE | 0 | FALSE | 0 | FALSE | 0 | FALSE | 0 | FALSE | 0 | FALSE | 0 | FALSE | 0 | FALSE | 0 | FALSE | 0 | FALSE | 0 | FALSE | 0 | FALSE | 0 | FALSE | 0 | FALSE | 0 | FALSE | 0 | FALSE | 0 | FALSE | 0 | FALSE | 0 | FALSE | 0 | FALSE | 0 | FALSE | 0 | FALSE | 0 | FALSE | 0 | FALSE | 0 | FALSE | 0 | FALSE | 0 | FALSE | 0 | FALSE | 0 | FALSE | 0 | FALSE | 0 | TRUE | 900 | FALSE | 0 | FALSE | 0 | FALSE | 0 | FALSE | 0 | FALSE | 0 | FALSE | 0 | FALSE | 0 | FALSE | 0 | FALSE | 0 | FALSE | 0 | FALSE | 0 | FALSE | 0 | FALSE | 0 | FALSE | 0 | FALSE | 0 | FALSE | 0 | FALSE | 0 | FALSE | 0 | FALSE | 0 | FALSE | 0
50 |  | 0 | 1459 | FALSE | 0 | FALSE | 0 | FALSE | 0 | FALSE | 0 | FALSE | 0 | FALSE | 0 | FALSE | 0 | FALSE | 0 | FALSE | 0 | FALSE | 0 | FALSE | 0 | FALSE | 0 | FALSE | 0 | FALSE | 0 | FALSE | 0 | FALSE | 0 | FALSE | 0 | FALSE | 0 | FALSE | 0 | FALSE | 0 | FALSE | 0 | FALSE | 0 | FALSE | 0 | FALSE | 0 | FALSE | 0 | FALSE | 0 | FALSE | 0 | FALSE | 0 | FALSE | 0 | FALSE | 0 | TRUE | 900 | FALSE | 0 | FALSE | 0 | FALSE | 0 | FALSE | 0 | FALSE | 0 | FALSE | 0 | FALSE | 0 | FALSE | 0 | FALSE | 0 | FALSE | 0 | FALSE | 0 | FALSE | 0 | FALSE | 0 | FALSE | 0 | FALSE | 0 | FALSE | 0 | FALSE | 0 | FALSE | 0 | FALSE | 0 | FALSE | 0
50 |  | 0 | 1458 | FALSE | 0 | FALSE | 0 | FALSE | 0 | FALSE | 0 | FALSE | 0 | FALSE | 0 | FALSE | 0 | FALSE | 0 | FALSE | 0 | FALSE | 0 | FALSE | 0 | FALSE | 0 | FALSE | 0 | FALSE | 0 | FALSE | 0 | FALSE | 0 | FALSE | 0 | FALSE | 0 | FALSE | 0 | FALSE | 0 | FALSE | 0 | FALSE | 0 | FALSE | 0 | FALSE | 0 | FALSE | 0 | FALSE | 0 | FALSE | 0 | FALSE | 0 | FALSE | 0 | FALSE | 0 | TRUE | 900 | FALSE | 0 | FALSE | 0 | FALSE | 0 | FALSE | 0 | FALSE | 0 | FALSE | 0 | FALSE | 0 | FALSE | 0 | FALSE | 0 | FALSE | 0 | FALSE | 0 | FALSE | 0 | FALSE | 0 | FALSE | 0 | FALSE | 0 | FALSE | 0 | FALSE | 0 | FALSE | 0 | FALSE | 0 | FALSE | 0
50 |  | 0 | 1457 | FALSE | 0 | FALSE | 0 | FALSE | 0 | FALSE | 0 | FALSE | 0 | FALSE | 0 | FALSE | 0 | FALSE | 0 | FALSE | 0 | FALSE | 0 | FALSE | 0 | FALSE | 0 | FALSE | 0 | FALSE | 0 | FALSE | 0 | FALSE | 0 | FALSE | 0 | FALSE | 0 | FALSE | 0 | FALSE | 0 | FALSE | 0 | FALSE | 0 | FALSE | 0 | FALSE | 0 | FALSE | 0 | FALSE | 0 | FALSE | 0 | FALSE | 0 | FALSE | 0 | FALSE | 0 | TRUE | 900 | FALSE | 0 | FALSE | 0 | FALSE | 0 | FALSE | 0 | FALSE | 0 | FALSE | 0 | FALSE | 0 | FALSE | 0 | FALSE | 0 | FALSE | 0 | FALSE | 0 | FALSE | 0 | FALSE | 0 | FALSE | 0 | FALSE | 0 | FALSE | 0 | FALSE | 0 | FALSE | 0 | FALSE | 0 | FALSE | 0
50 |  | 0 | 1456 | FALSE | 0 | FALSE | 0 | FALSE | 0 | FALSE | 0 | FALSE | 0 | FALSE | 0 | FALSE | 0 | FALSE | 0 | FALSE | 0 | FALSE | 0 | FALSE | 0 | FALSE | 0 | FALSE | 0 | FALSE | 0 | FALSE | 0 | FALSE | 0 | FALSE | 0 | FALSE | 0 | FALSE | 0 | FALSE | 0 | FALSE | 0 | FALSE | 0 | FALSE | 0 | FALSE | 0 | FALSE | 0 | FALSE | 0 | FALSE | 0 | FALSE | 0 | FALSE | 0 | FALSE | 0 | TRUE | 900 | FALSE | 0 | FALSE | 0 | FALSE | 0 | FALSE | 0 | FALSE | 0 | FALSE | 0 | FALSE | 0 | FALSE | 0 | FALSE | 0 | FALSE | 0 | FALSE | 0 | FALSE | 0 | FALSE | 0 | FALSE | 0 | FALSE | 0 | FALSE | 0 | FALSE | 0 | FALSE | 0 | FALSE | 0 | FALSE | 0
50 |  | 0 | 1455 | FALSE | 0 | FALSE | 0 | FALSE | 0 | FALSE | 0 | FALSE | 0 | FALSE | 0 | FALSE | 0 | FALSE | 0 | FALSE | 0 | FALSE | 0 | FALSE | 0 | FALSE | 0 | FALSE | 0 | FALSE | 0 | FALSE | 0 | FALSE | 0 | FALSE | 0 | FALSE | 0 | FALSE | 0 | FALSE | 0 | FALSE | 0 | FALSE | 0 | FALSE | 0 | FALSE | 0 | FALSE | 0 | FALSE | 0 | FALSE | 0 | FALSE | 0 | FALSE | 0 | FALSE | 0 | TRUE | 900 | FALSE | 0 | FALSE | 0 | FALSE | 0 | FALSE | 0 | FALSE | 0 | FALSE | 0 | FALSE | 0 | FALSE | 0 | FALSE | 0 | FALSE | 0 | FALSE | 0 | FALSE | 0 | FALSE | 0 | FALSE | 0 | FALSE | 0 | FALSE | 0 | FALSE | 0 | FALSE | 0 | FALSE | 0 | FALSE | 0
50 |  | 0 | 1454 | FALSE | 0 | FALSE | 0 | FALSE | 0 | FALSE | 0 | FALSE | 0 | FALSE | 0 | FALSE | 0 | FALSE | 0 | FALSE | 0 | FALSE | 0 | FALSE | 0 | FALSE | 0 | FALSE | 0 | FALSE | 0 | FALSE | 0 | FALSE | 0 | FALSE | 0 | FALSE | 0 | FALSE | 0 | FALSE | 0 | FALSE | 0 | FALSE | 0 | FALSE | 0 | FALSE | 0 | FALSE | 0 | FALSE | 0 | FALSE | 0 | FALSE | 0 | FALSE | 0 | FALSE | 0 | TRUE | 900 | FALSE | 0 | FALSE | 0 | FALSE | 0 | FALSE | 0 | FALSE | 0 | FALSE | 0 | FALSE | 0 | FALSE | 0 | FALSE | 0 | FALSE | 0 | FALSE | 0 | FALSE | 0 | FALSE | 0 | FALSE | 0 | FALSE | 0 | FALSE | 0 | FALSE | 0 | FALSE | 0 | FALSE | 0 | FALSE | 0
50 |  | 0 | 1453 | FALSE | 0 | FALSE | 0 | FALSE | 0 | FALSE | 0 | FALSE | 0 | FALSE | 0 | FALSE | 0 | FALSE | 0 | FALSE | 0 | FALSE | 0 | FALSE | 0 | FALSE | 0 | FALSE | 0 | FALSE | 0 | FALSE | 0 | FALSE | 0 | FALSE | 0 | FALSE | 0 | FALSE | 0 | FALSE | 0 | FALSE | 0 | FALSE | 0 | FALSE | 0 | FALSE | 0 | FALSE | 0 | FALSE | 0 | FALSE | 0 | FALSE | 0 | FALSE | 0 | FALSE | 0 | TRUE | 900 | FALSE | 0 | FALSE | 0 | FALSE | 0 | FALSE | 0 | FALSE | 0 | FALSE | 0 | FALSE | 0 | FALSE | 0 | FALSE | 0 | FALSE | 0 | FALSE | 0 | FALSE | 0 | FALSE | 0 | FALSE | 0 | FALSE | 0 | FALSE | 0 | FALSE | 0 | FALSE | 0 | FALSE | 0 | FALSE | 0
50 |  | 0 | 1452 | FALSE | 0 | FALSE | 0 | FALSE | 0 | FALSE | 0 | FALSE | 0 | FALSE | 0 | FALSE | 0 | FALSE | 0 | FALSE | 0 | FALSE | 0 | FALSE | 0 | FALSE | 0 | FALSE | 0 | FALSE | 0 | FALSE | 0 | FALSE | 0 | FALSE | 0 | FALSE | 0 | FALSE | 0 | FALSE | 0 | FALSE | 0 | FALSE | 0 | FALSE | 0 | FALSE | 0 | FALSE | 0 | FALSE | 0 | FALSE | 0 | FALSE | 0 | FALSE | 0 | FALSE | 0 | TRUE | 900 | FALSE | 0 | FALSE | 0 | FALSE | 0 | FALSE | 0 | FALSE | 0 | FALSE | 0 | FALSE | 0 | FALSE | 0 | FALSE | 0 | FALSE | 0 | FALSE | 0 | FALSE | 0 | FALSE | 0 | FALSE | 0 | FALSE | 0 | FALSE | 0 | FALSE | 0 | FALSE | 0 | FALSE | 0 | FALSE | 0
50 |  | 0 | 1451 | FALSE | 0 | FALSE | 0 | FALSE | 0 | FALSE | 0 | FALSE | 0 | FALSE | 0 | FALSE | 0 | FALSE | 0 | FALSE | 0 | FALSE | 0 | FALSE | 0 | FALSE | 0 | FALSE | 0 | FALSE | 0 | FALSE | 0 | FALSE | 0 | FALSE | 0 | FALSE | 0 | FALSE | 0 | FALSE | 0 | FALSE | 0 | FALSE | 0 | FALSE | 0 | FALSE | 0 | FALSE | 0 | FALSE | 0 | FALSE | 0 | FALSE | 0 | FALSE | 0 | FALSE | 0 | TRUE | 900 | FALSE | 0 | FALSE | 0 | FALSE | 0 | FALSE | 0 | FALSE | 0 | FALSE | 0 | FALSE | 0 | FALSE | 0 | FALSE | 0 | FALSE | 0 | FALSE | 0 | FALSE | 0 | FALSE | 0 | FALSE | 0 | FALSE | 0 | FALSE | 0 | FALSE | 0 | FALSE | 0 | FALSE | 0 | FALSE | 0
50 |  | 0 | 1450 | FALSE | 0 | FALSE | 0 | FALSE | 0 | FALSE | 0 | FALSE | 0 | FALSE | 0 | FALSE | 0 | FALSE | 0 | FALSE | 0 | FALSE | 0 | FALSE | 0 | FALSE | 0 | FALSE | 0 | FALSE | 0 | FALSE | 0 | FALSE | 0 | FALSE | 0 | FALSE | 0 | FALSE | 0 | FALSE | 0 | FALSE | 0 | FALSE | 0 | FALSE | 0 | FALSE | 0 | FALSE | 0 | FALSE | 0 | FALSE | 0 | FALSE | 0 | FALSE | 0 | FALSE | 0 | TRUE | 900 | FALSE | 0 | FALSE | 0 | FALSE | 0 | FALSE | 0 | FALSE | 0 | FALSE | 0 | FALSE | 0 | FALSE | 0 | FALSE | 0 | FALSE | 0 | FALSE | 0 | FALSE | 0 | FALSE | 0 | FALSE | 0 | FALSE | 0 | FALSE | 0 | FALSE | 0 | FALSE | 0 | FALSE | 0 | FALSE | 0
50 |  | 0 | 1449 | FALSE | 0 | FALSE | 0 | FALSE | 0 | FALSE | 0 | FALSE | 0 | FALSE | 0 | FALSE | 0 | FALSE | 0 | FALSE | 0 | FALSE | 0 | FALSE | 0 | FALSE | 0 | FALSE | 0 | FALSE | 0 | FALSE | 0 | FALSE | 0 | FALSE | 0 | FALSE | 0 | FALSE | 0 | FALSE | 0 | FALSE | 0 | FALSE | 0 | FALSE | 0 | FALSE | 0 | FALSE | 0 | FALSE | 0 | FALSE | 0 | FALSE | 0 | FALSE | 0 | FALSE | 0 | TRUE | 900 | FALSE | 0 | FALSE | 0 | FALSE | 0 | FALSE | 0 | FALSE | 0 | FALSE | 0 | FALSE | 0 | FALSE | 0 | FALSE | 0 | FALSE | 0 | FALSE | 0 | FALSE | 0 | FALSE | 0 | FALSE | 0 | FALSE | 0 | FALSE | 0 | FALSE | 0 | FALSE | 0 | FALSE | 0 | FALSE | 0
50 |  | 0 | 1448 | FALSE | 0 | FALSE | 0 | FALSE | 0 | FALSE | 0 | FALSE | 0 | FALSE | 0 | FALSE | 0 | FALSE | 0 | FALSE | 0 | FALSE | 0 | FALSE | 0 | FALSE | 0 | FALSE | 0 | FALSE | 0 | FALSE | 0 | FALSE | 0 | FALSE | 0 | FALSE | 0 | FALSE | 0 | FALSE | 0 | FALSE | 0 | FALSE | 0 | FALSE | 0 | FALSE | 0 | FALSE | 0 | FALSE | 0 | FALSE | 0 | FALSE | 0 | FALSE | 0 | FALSE | 0 | TRUE | 900 | FALSE | 0 | FALSE | 0 | FALSE | 0 | FALSE | 0 | FALSE | 0 | FALSE | 0 | FALSE | 0 | FALSE | 0 | FALSE | 0 | FALSE | 0 | FALSE | 0 | FALSE | 0 | FALSE | 0 | FALSE | 0 | FALSE | 0 | FALSE | 0 | FALSE | 0 | FALSE | 0 | FALSE | 0 | FALSE | 0
50 |  | 0 | 1447 | FALSE | 0 | FALSE | 0 | FALSE | 0 | FALSE | 0 | FALSE | 0 | FALSE | 0 | FALSE | 0 | FALSE | 0 | FALSE | 0 | FALSE | 0 | FALSE | 0 | FALSE | 0 | FALSE | 0 | FALSE | 0 | FALSE | 0 | FALSE | 0 | FALSE | 0 | FALSE | 0 | FALSE | 0 | FALSE | 0 | FALSE | 0 | FALSE | 0 | FALSE | 0 | FALSE | 0 | FALSE | 0 | FALSE | 0 | FALSE | 0 | FALSE | 0 | FALSE | 0 | FALSE | 0 | TRUE | 900 | FALSE | 0 | FALSE | 0 | FALSE | 0 | FALSE | 0 | FALSE | 0 | FALSE | 0 | FALSE | 0 | FALSE | 0 | FALSE | 0 | FALSE | 0 | FALSE | 0 | FALSE | 0 | FALSE | 0 | FALSE | 0 | FALSE | 0 | FALSE | 0 | FALSE | 0 | FALSE | 0 | FALSE | 0 | FALSE | 0
50 |  | 0 | 1446 | FALSE | 0 | FALSE | 0 | FALSE | 0 | FALSE | 0 | FALSE | 0 | FALSE | 0 | FALSE | 0 | FALSE | 0 | FALSE | 0 | FALSE | 0 | FALSE | 0 | FALSE | 0 | FALSE | 0 | FALSE | 0 | FALSE | 0 | FALSE | 0 | FALSE | 0 | FALSE | 0 | FALSE | 0 | FALSE | 0 | FALSE | 0 | FALSE | 0 | FALSE | 0 | FALSE | 0 | FALSE | 0 | FALSE | 0 | FALSE | 0 | FALSE | 0 | FALSE | 0 | FALSE | 0 | TRUE | 900 | FALSE | 0 | FALSE | 0 | FALSE | 0 | FALSE | 0 | FALSE | 0 | FALSE | 0 | FALSE | 0 | FALSE | 0 | FALSE | 0 | FALSE | 0 | FALSE | 0 | FALSE | 0 | FALSE | 0 | FALSE | 0 | FALSE | 0 | FALSE | 0 | FALSE | 0 | FALSE | 0 | FALSE | 0 | FALSE | 0
50 |  | 0 | 1445 | FALSE | 0 | FALSE | 0 | FALSE | 0 | FALSE | 0 | FALSE | 0 | FALSE | 0 | FALSE | 0 | FALSE | 0 | FALSE | 0 | FALSE | 0 | FALSE | 0 | FALSE | 0 | FALSE | 0 | FALSE | 0 | FALSE | 0 | FALSE | 0 | FALSE | 0 | FALSE | 0 | FALSE | 0 | FALSE | 0 | FALSE | 0 | FALSE | 0 | FALSE | 0 | FALSE | 0 | FALSE | 0 | FALSE | 0 | FALSE | 0 | FALSE | 0 | FALSE | 0 | FALSE | 0 | TRUE | 900 | FALSE | 0 | FALSE | 0 | FALSE | 0 | FALSE | 0 | FALSE | 0 | FALSE | 0 | FALSE | 0 | FALSE | 0 | FALSE | 0 | FALSE | 0 | FALSE | 0 | FALSE | 0 | FALSE | 0 | FALSE | 0 | FALSE | 0 | FALSE | 0 | FALSE | 0 | FALSE | 0 | FALSE | 0 | FALSE | 0
50 |  | 0 | 1444 | FALSE | 0 | FALSE | 0 | FALSE | 0 | FALSE | 0 | FALSE | 0 | FALSE | 0 | FALSE | 0 | FALSE | 0 | FALSE | 0 | FALSE | 0 | FALSE | 0 | FALSE | 0 | FALSE | 0 | FALSE | 0 | FALSE | 0 | FALSE | 0 | FALSE | 0 | FALSE | 0 | FALSE | 0 | FALSE | 0 | FALSE | 0 | FALSE | 0 | FALSE | 0 | FALSE | 0 | FALSE | 0 | FALSE | 0 | FALSE | 0 | FALSE | 0 | FALSE | 0 | FALSE | 0 | TRUE | 900 | FALSE | 0 | FALSE | 0 | FALSE | 0 | FALSE | 0 | FALSE | 0 | FALSE | 0 | FALSE | 0 | FALSE | 0 | FALSE | 0 | FALSE | 0 | FALSE | 0 | FALSE | 0 | FALSE | 0 | FALSE | 0 | FALSE | 0 | FALSE | 0 | FALSE | 0 | FALSE | 0 | FALSE | 0 | FALSE | 0
50 |  | 0 | 1443 | FALSE | 0 | FALSE | 0 | FALSE | 0 | FALSE | 0 | FALSE | 0 | FALSE | 0 | FALSE | 0 | FALSE | 0 | FALSE | 0 | FALSE | 0 | FALSE | 0 | FALSE | 0 | FALSE | 0 | FALSE | 0 | FALSE | 0 | FALSE | 0 | FALSE | 0 | FALSE | 0 | FALSE | 0 | FALSE | 0 | FALSE | 0 | FALSE | 0 | FALSE | 0 | FALSE | 0 | FALSE | 0 | FALSE | 0 | FALSE | 0 | FALSE | 0 | FALSE | 0 | FALSE | 0 | TRUE | 900 | FALSE | 0 | FALSE | 0 | FALSE | 0 | FALSE | 0 | FALSE | 0 | FALSE | 0 | FALSE | 0 | FALSE | 0 | FALSE | 0 | FALSE | 0 | FALSE | 0 | FALSE | 0 | FALSE | 0 | FALSE | 0 | FALSE | 0 | FALSE | 0 | FALSE | 0 | FALSE | 0 | FALSE | 0 | FALSE | 0
50 |  | 0 | 1442 | FALSE | 0 | FALSE | 0 | FALSE | 0 | FALSE | 0 | FALSE | 0 | FALSE | 0 | FALSE | 0 | FALSE | 0 | FALSE | 0 | FALSE | 0 | FALSE | 0 | FALSE | 0 | FALSE | 0 | FALSE | 0 | FALSE | 0 | FALSE | 0 | FALSE | 0 | FALSE | 0 | FALSE | 0 | FALSE | 0 | FALSE | 0 | FALSE | 0 | FALSE | 0 | FALSE | 0 | FALSE | 0 | FALSE | 0 | FALSE | 0 | FALSE | 0 | FALSE | 0 | FALSE | 0 | TRUE | 900 | FALSE | 0 | FALSE | 0 | FALSE | 0 | FALSE | 0 | FALSE | 0 | FALSE | 0 | FALSE | 0 | FALSE | 0 | FALSE | 0 | FALSE | 0 | FALSE | 0 | FALSE | 0 | FALSE | 0 | FALSE | 0 | FALSE | 0 | FALSE | 0 | FALSE | 0 | FALSE | 0 | FALSE | 0 | FALSE | 0
50 |  | 0 | 1441 | FALSE | 0 | FALSE | 0 | FALSE | 0 | FALSE | 0 | FALSE | 0 | FALSE | 0 | FALSE | 0 | FALSE | 0 | FALSE | 0 | FALSE | 0 | FALSE | 0 | FALSE | 0 | FALSE | 0 | FALSE | 0 | FALSE | 0 | FALSE | 0 | FALSE | 0 | FALSE | 0 | FALSE | 0 | FALSE | 0 | FALSE | 0 | FALSE | 0 | FALSE | 0 | FALSE | 0 | FALSE | 0 | FALSE | 0 | FALSE | 0 | FALSE | 0 | FALSE | 0 | FALSE | 0 | TRUE | 900 | FALSE | 0 | FALSE | 0 | FALSE | 0 | FALSE | 0 | FALSE | 0 | FALSE | 0 | FALSE | 0 | FALSE | 0 | FALSE | 0 | FALSE | 0 | FALSE | 0 | FALSE | 0 | FALSE | 0 | FALSE | 0 | FALSE | 0 | FALSE | 0 | FALSE | 0 | FALSE | 0 | FALSE | 0 | FALSE | 0
50 |  | 0 | 1440 | FALSE | 0 | FALSE | 0 | FALSE | 0 | FALSE | 0 | FALSE | 0 | FALSE | 0 | FALSE | 0 | FALSE | 0 | FALSE | 0 | FALSE | 0 | FALSE | 0 | FALSE | 0 | FALSE | 0 | FALSE | 0 | FALSE | 0 | FALSE | 0 | FALSE | 0 | FALSE | 0 | FALSE | 0 | FALSE | 0 | FALSE | 0 | FALSE | 0 | FALSE | 0 | FALSE | 0 | FALSE | 0 | FALSE | 0 | FALSE | 0 | FALSE | 0 | FALSE | 0 | FALSE | 0 | TRUE | 900 | FALSE | 0 | FALSE | 0 | FALSE | 0 | FALSE | 0 | FALSE | 0 | FALSE | 0 | FALSE | 0 | FALSE | 0 | FALSE | 0 | FALSE | 0 | FALSE | 0 | FALSE | 0 | FALSE | 0 | FALSE | 0 | FALSE | 0 | FALSE | 0 | FALSE | 0 | FALSE | 0 | FALSE | 0 | FALSE | 0
50 |  | 0 | 1439 | FALSE | 0 | FALSE | 0 | FALSE | 0 | FALSE | 0 | FALSE | 0 | FALSE | 0 | FALSE | 0 | FALSE | 0 | FALSE | 0 | FALSE | 0 | FALSE | 0 | FALSE | 0 | FALSE | 0 | FALSE | 0 | FALSE | 0 | FALSE | 0 | FALSE | 0 | FALSE | 0 | FALSE | 0 | FALSE | 0 | FALSE | 0 | FALSE | 0 | FALSE | 0 | FALSE | 0 | FALSE | 0 | FALSE | 0 | FALSE | 0 | FALSE | 0 | FALSE | 0 | FALSE | 0 | TRUE | 900 | FALSE | 0 | FALSE | 0 | FALSE | 0 | FALSE | 0 | FALSE | 0 | FALSE | 0 | FALSE | 0 | FALSE | 0 | FALSE | 0 | FALSE | 0 | FALSE | 0 | FALSE | 0 | FALSE | 0 | FALSE | 0 | FALSE | 0 | FALSE | 0 | FALSE | 0 | FALSE | 0 | FALSE | 0 | FALSE | 0
50 |  | 0 | 1438 | FALSE | 0 | FALSE | 0 | FALSE | 0 | FALSE | 0 | FALSE | 0 | FALSE | 0 | FALSE | 0 | FALSE | 0 | FALSE | 0 | FALSE | 0 | FALSE | 0 | FALSE | 0 | FALSE | 0 | FALSE | 0 | FALSE | 0 | FALSE | 0 | FALSE | 0 | FALSE | 0 | FALSE | 0 | FALSE | 0 | FALSE | 0 | FALSE | 0 | FALSE | 0 | FALSE | 0 | FALSE | 0 | FALSE | 0 | FALSE | 0 | FALSE | 0 | FALSE | 0 | FALSE | 0 | TRUE | 900 | FALSE | 0 | FALSE | 0 | FALSE | 0 | FALSE | 0 | FALSE | 0 | FALSE | 0 | FALSE | 0 | FALSE | 0 | FALSE | 0 | FALSE | 0 | FALSE | 0 | FALSE | 0 | FALSE | 0 | FALSE | 0 | FALSE | 0 | FALSE | 0 | FALSE | 0 | FALSE | 0 | FALSE | 0 | FALSE | 0
50 |  | 0 | 1437 | FALSE | 0 | FALSE | 0 | FALSE | 0 | FALSE | 0 | FALSE | 0 | FALSE | 0 | FALSE | 0 | FALSE | 0 | FALSE | 0 | FALSE | 0 | FALSE | 0 | FALSE | 0 | FALSE | 0 | FALSE | 0 | FALSE | 0 | FALSE | 0 | FALSE | 0 | FALSE | 0 | FALSE | 0 | FALSE | 0 | FALSE | 0 | FALSE | 0 | FALSE | 0 | FALSE | 0 | FALSE | 0 | FALSE | 0 | FALSE | 0 | FALSE | 0 | FALSE | 0 | FALSE | 0 | TRUE | 900 | FALSE | 0 | FALSE | 0 | FALSE | 0 | FALSE | 0 | FALSE | 0 | FALSE | 0 | FALSE | 0 | FALSE | 0 | FALSE | 0 | FALSE | 0 | FALSE | 0 | FALSE | 0 | FALSE | 0 | FALSE | 0 | FALSE | 0 | FALSE | 0 | FALSE | 0 | FALSE | 0 | FALSE | 0 | FALSE | 0
50 |  | 0 | 1436 | FALSE | 0 | FALSE | 0 | FALSE | 0 | FALSE | 0 | FALSE | 0 | FALSE | 0 | FALSE | 0 | FALSE | 0 | FALSE | 0 | FALSE | 0 | FALSE | 0 | FALSE | 0 | FALSE | 0 | FALSE | 0 | FALSE | 0 | FALSE | 0 | FALSE | 0 | FALSE | 0 | FALSE | 0 | FALSE | 0 | FALSE | 0 | FALSE | 0 | FALSE | 0 | FALSE | 0 | FALSE | 0 | FALSE | 0 | FALSE | 0 | FALSE | 0 | FALSE | 0 | FALSE | 0 | TRUE | 900 | FALSE | 0 | FALSE | 0 | FALSE | 0 | FALSE | 0 | FALSE | 0 | FALSE | 0 | FALSE | 0 | FALSE | 0 | FALSE | 0 | FALSE | 0 | FALSE | 0 | FALSE | 0 | FALSE | 0 | FALSE | 0 | FALSE | 0 | FALSE | 0 | FALSE | 0 | FALSE | 0 | FALSE | 0 | FALSE | 0
50 |  | 0 | 1435 | FALSE | 0 | FALSE | 0 | FALSE | 0 | FALSE | 0 | FALSE | 0 | FALSE | 0 | FALSE | 0 | FALSE | 0 | FALSE | 0 | FALSE | 0 | FALSE | 0 | FALSE | 0 | FALSE | 0 | FALSE | 0 | FALSE | 0 | FALSE | 0 | FALSE | 0 | FALSE | 0 | FALSE | 0 | FALSE | 0 | FALSE | 0 | FALSE | 0 | FALSE | 0 | FALSE | 0 | FALSE | 0 | FALSE | 0 | FALSE | 0 | FALSE | 0 | FALSE | 0 | FALSE | 0 | TRUE | 900 | FALSE | 0 | FALSE | 0 | FALSE | 0 | FALSE | 0 | FALSE | 0 | FALSE | 0 | FALSE | 0 | FALSE | 0 | FALSE | 0 | FALSE | 0 | FALSE | 0 | FALSE | 0 | FALSE | 0 | FALSE | 0 | FALSE | 0 | FALSE | 0 | FALSE | 0 | FALSE | 0 | FALSE | 0 | FALSE | 0
50 |  | 0 | 1434 | FALSE | 0 | FALSE | 0 | FALSE | 0 | FALSE | 0 | FALSE | 0 | FALSE | 0 | FALSE | 0 | FALSE | 0 | FALSE | 0 | FALSE | 0 | FALSE | 0 | FALSE | 0 | FALSE | 0 | FALSE | 0 | FALSE | 0 | FALSE | 0 | FALSE | 0 | FALSE | 0 | FALSE | 0 | FALSE | 0 | FALSE | 0 | FALSE | 0 | FALSE | 0 | FALSE | 0 | FALSE | 0 | FALSE | 0 | FALSE | 0 | FALSE | 0 | FALSE | 0 | FALSE | 0 | TRUE | 900 | FALSE | 0 | FALSE | 0 | FALSE | 0 | FALSE | 0 | FALSE | 0 | FALSE | 0 | FALSE | 0 | FALSE | 0 | FALSE | 0 | FALSE | 0 | FALSE | 0 | FALSE | 0 | FALSE | 0 | FALSE | 0 | FALSE | 0 | FALSE | 0 | FALSE | 0 | FALSE | 0 | FALSE | 0 | FALSE | 0
50 |  | 0 | 1433 | FALSE | 0 | FALSE | 0 | FALSE | 0 | FALSE | 0 | FALSE | 0 | FALSE | 0 | FALSE | 0 | FALSE | 0 | FALSE | 0 | FALSE | 0 | FALSE | 0 | FALSE | 0 | FALSE | 0 | FALSE | 0 | FALSE | 0 | FALSE | 0 | FALSE | 0 | FALSE | 0 | FALSE | 0 | FALSE | 0 | FALSE | 0 | FALSE | 0 | FALSE | 0 | FALSE | 0 | FALSE | 0 | FALSE | 0 | FALSE | 0 | FALSE | 0 | FALSE | 0 | FALSE | 0 | TRUE | 900 | FALSE | 0 | FALSE | 0 | FALSE | 0 | FALSE | 0 | FALSE | 0 | FALSE | 0 | FALSE | 0 | FALSE | 0 | FALSE | 0 | FALSE | 0 | FALSE | 0 | FALSE | 0 | FALSE | 0 | FALSE | 0 | FALSE | 0 | FALSE | 0 | FALSE | 0 | FALSE | 0 | FALSE | 0 | FALSE | 0
50 |  | 0 | 1432 | FALSE | 0 | FALSE | 0 | FALSE | 0 | FALSE | 0 | FALSE | 0 | FALSE | 0 | FALSE | 0 | FALSE | 0 | FALSE | 0 | FALSE | 0 | FALSE | 0 | FALSE | 0 | FALSE | 0 | FALSE | 0 | FALSE | 0 | FALSE | 0 | FALSE | 0 | FALSE | 0 | FALSE | 0 | FALSE | 0 | FALSE | 0 | FALSE | 0 | FALSE | 0 | FALSE | 0 | FALSE | 0 | FALSE | 0 | FALSE | 0 | FALSE | 0 | FALSE | 0 | FALSE | 0 | TRUE | 900 | FALSE | 0 | FALSE | 0 | FALSE | 0 | FALSE | 0 | FALSE | 0 | FALSE | 0 | FALSE | 0 | FALSE | 0 | FALSE | 0 | FALSE | 0 | FALSE | 0 | FALSE | 0 | FALSE | 0 | FALSE | 0 | FALSE | 0 | FALSE | 0 | FALSE | 0 | FALSE | 0 | FALSE | 0 | FALSE | 0
50 |  | 0 | 1431 | FALSE | 0 | FALSE | 0 | FALSE | 0 | FALSE | 0 | FALSE | 0 | FALSE | 0 | FALSE | 0 | FALSE | 0 | FALSE | 0 | FALSE | 0 | FALSE | 0 | FALSE | 0 | FALSE | 0 | FALSE | 0 | FALSE | 0 | FALSE | 0 | FALSE | 0 | FALSE | 0 | FALSE | 0 | FALSE | 0 | FALSE | 0 | FALSE | 0 | FALSE | 0 | FALSE | 0 | FALSE | 0 | FALSE | 0 | FALSE | 0 | FALSE | 0 | FALSE | 0 | FALSE | 0 | TRUE | 900 | FALSE | 0 | FALSE | 0 | FALSE | 0 | FALSE | 0 | FALSE | 0 | FALSE | 0 | FALSE | 0 | FALSE | 0 | FALSE | 0 | FALSE | 0 | FALSE | 0 | FALSE | 0 | FALSE | 0 | FALSE | 0 | FALSE | 0 | FALSE | 0 | FALSE | 0 | FALSE | 0 | FALSE | 0 | FALSE | 0
50 |  | 0 | 1430 | FALSE | 0 | FALSE | 0 | FALSE | 0 | FALSE | 0 | FALSE | 0 | FALSE | 0 | FALSE | 0 | FALSE | 0 | FALSE | 0 | FALSE | 0 | FALSE | 0 | FALSE | 0 | FALSE | 0 | FALSE | 0 | FALSE | 0 | FALSE | 0 | FALSE | 0 | FALSE | 0 | FALSE | 0 | FALSE | 0 | FALSE | 0 | FALSE | 0 | FALSE | 0 | FALSE | 0 | FALSE | 0 | FALSE | 0 | FALSE | 0 | FALSE | 0 | FALSE | 0 | FALSE | 0 | TRUE | 900 | FALSE | 0 | FALSE | 0 | FALSE | 0 | FALSE | 0 | FALSE | 0 | FALSE | 0 | FALSE | 0 | FALSE | 0 | FALSE | 0 | FALSE | 0 | FALSE | 0 | FALSE | 0 | FALSE | 0 | FALSE | 0 | FALSE | 0 | FALSE | 0 | FALSE | 0 | FALSE | 0 | FALSE | 0 | FALSE | 0
50 |  | 0 | 1429 | FALSE | 0 | FALSE | 0 | FALSE | 0 | FALSE | 0 | FALSE | 0 | FALSE | 0 | FALSE | 0 | FALSE | 0 | FALSE | 0 | FALSE | 0 | FALSE | 0 | FALSE | 0 | FALSE | 0 | FALSE | 0 | FALSE | 0 | FALSE | 0 | FALSE | 0 | FALSE | 0 | FALSE | 0 | FALSE | 0 | FALSE | 0 | FALSE | 0 | FALSE | 0 | FALSE | 0 | FALSE | 0 | FALSE | 0 | FALSE | 0 | FALSE | 0 | FALSE | 0 | FALSE | 0 | TRUE | 900 | FALSE | 0 | FALSE | 0 | FALSE | 0 | FALSE | 0 | FALSE | 0 | FALSE | 0 | FALSE | 0 | FALSE | 0 | FALSE | 0 | FALSE | 0 | FALSE | 0 | FALSE | 0 | FALSE | 0 | FALSE | 0 | FALSE | 0 | FALSE | 0 | FALSE | 0 | FALSE | 0 | FALSE | 0 | FALSE | 0
50 |  | 0 | 1428 | FALSE | 0 | FALSE | 0 | FALSE | 0 | FALSE | 0 | FALSE | 0 | FALSE | 0 | FALSE | 0 | FALSE | 0 | FALSE | 0 | FALSE | 0 | FALSE | 0 | FALSE | 0 | FALSE | 0 | FALSE | 0 | FALSE | 0 | FALSE | 0 | FALSE | 0 | FALSE | 0 | FALSE | 0 | FALSE | 0 | FALSE | 0 | FALSE | 0 | FALSE | 0 | FALSE | 0 | FALSE | 0 | FALSE | 0 | FALSE | 0 | FALSE | 0 | FALSE | 0 | FALSE | 0 | TRUE | 900 | FALSE | 0 | FALSE | 0 | FALSE | 0 | FALSE | 0 | FALSE | 0 | FALSE | 0 | FALSE | 0 | FALSE | 0 | FALSE | 0 | FALSE | 0 | FALSE | 0 | FALSE | 0 | FALSE | 0 | FALSE | 0 | FALSE | 0 | FALSE | 0 | FALSE | 0 | FALSE | 0 | FALSE | 0 | FALSE | 0
50 |  | 0 | 1427 | FALSE | 0 | FALSE | 0 | FALSE | 0 | FALSE | 0 | FALSE | 0 | FALSE | 0 | FALSE | 0 | FALSE | 0 | FALSE | 0 | FALSE | 0 | FALSE | 0 | FALSE | 0 | FALSE | 0 | FALSE | 0 | FALSE | 0 | FALSE | 0 | FALSE | 0 | FALSE | 0 | FALSE | 0 | FALSE | 0 | FALSE | 0 | FALSE | 0 | FALSE | 0 | FALSE | 0 | FALSE | 0 | FALSE | 0 | FALSE | 0 | FALSE | 0 | FALSE | 0 | FALSE | 0 | TRUE | 900 | FALSE | 0 | FALSE | 0 | FALSE | 0 | FALSE | 0 | FALSE | 0 | FALSE | 0 | FALSE | 0 | FALSE | 0 | FALSE | 0 | FALSE | 0 | FALSE | 0 | FALSE | 0 | FALSE | 0 | FALSE | 0 | FALSE | 0 | FALSE | 0 | FALSE | 0 | FALSE | 0 | FALSE | 0 | FALSE | 0
50 |  | 0 | 1426 | FALSE | 0 | FALSE | 0 | FALSE | 0 | FALSE | 0 | FALSE | 0 | FALSE | 0 | FALSE | 0 | FALSE | 0 | FALSE | 0 | FALSE | 0 | FALSE | 0 | FALSE | 0 | FALSE | 0 | FALSE | 0 | FALSE | 0 | FALSE | 0 | FALSE | 0 | FALSE | 0 | FALSE | 0 | FALSE | 0 | FALSE | 0 | FALSE | 0 | FALSE | 0 | FALSE | 0 | FALSE | 0 | FALSE | 0 | FALSE | 0 | FALSE | 0 | FALSE | 0 | FALSE | 0 | TRUE | 900 | FALSE | 0 | FALSE | 0 | FALSE | 0 | FALSE | 0 | FALSE | 0 | FALSE | 0 | FALSE | 0 | FALSE | 0 | FALSE | 0 | FALSE | 0 | FALSE | 0 | FALSE | 0 | FALSE | 0 | FALSE | 0 | FALSE | 0 | FALSE | 0 | FALSE | 0 | FALSE | 0 | FALSE | 0 | FALSE | 0
50 |  | 0 | 1425 | FALSE | 0 | FALSE | 0 | FALSE | 0 | FALSE | 0 | FALSE | 0 | FALSE | 0 | FALSE | 0 | FALSE | 0 | FALSE | 0 | FALSE | 0 | FALSE | 0 | FALSE | 0 | FALSE | 0 | FALSE | 0 | FALSE | 0 | FALSE | 0 | FALSE | 0 | FALSE | 0 | FALSE | 0 | FALSE | 0 | FALSE | 0 | FALSE | 0 | FALSE | 0 | FALSE | 0 | FALSE | 0 | FALSE | 0 | FALSE | 0 | FALSE | 0 | FALSE | 0 | FALSE | 0 | TRUE | 900 | FALSE | 0 | FALSE | 0 | FALSE | 0 | FALSE | 0 | FALSE | 0 | FALSE | 0 | FALSE | 0 | FALSE | 0 | FALSE | 0 | FALSE | 0 | FALSE | 0 | FALSE | 0 | FALSE | 0 | FALSE | 0 | FALSE | 0 | FALSE | 0 | FALSE | 0 | FALSE | 0 | FALSE | 0 | FALSE | 0
50 |  | 0 | 1424 | FALSE | 0 | FALSE | 0 | FALSE | 0 | FALSE | 0 | FALSE | 0 | FALSE | 0 | FALSE | 0 | FALSE | 0 | FALSE | 0 | FALSE | 0 | FALSE | 0 | FALSE | 0 | FALSE | 0 | FALSE | 0 | FALSE | 0 | FALSE | 0 | FALSE | 0 | FALSE | 0 | FALSE | 0 | FALSE | 0 | FALSE | 0 | FALSE | 0 | FALSE | 0 | FALSE | 0 | FALSE | 0 | FALSE | 0 | FALSE | 0 | FALSE | 0 | FALSE | 0 | FALSE | 0 | TRUE | 900 | FALSE | 0 | FALSE | 0 | FALSE | 0 | FALSE | 0 | FALSE | 0 | FALSE | 0 | FALSE | 0 | FALSE | 0 | FALSE | 0 | FALSE | 0 | FALSE | 0 | FALSE | 0 | FALSE | 0 | FALSE | 0 | FALSE | 0 | FALSE | 0 | FALSE | 0 | FALSE | 0 | FALSE | 0 | FALSE | 0
50 |  | 0 | 1423 | FALSE | 0 | FALSE | 0 | FALSE | 0 | FALSE | 0 | FALSE | 0 | FALSE | 0 | FALSE | 0 | FALSE | 0 | FALSE | 0 | FALSE | 0 | FALSE | 0 | FALSE | 0 | FALSE | 0 | FALSE | 0 | FALSE | 0 | FALSE | 0 | FALSE | 0 | FALSE | 0 | FALSE | 0 | FALSE | 0 | FALSE | 0 | FALSE | 0 | FALSE | 0 | FALSE | 0 | FALSE | 0 | FALSE | 0 | FALSE | 0 | FALSE | 0 | FALSE | 0 | FALSE | 0 | TRUE | 900 | FALSE | 0 | FALSE | 0 | FALSE | 0 | FALSE | 0 | FALSE | 0 | FALSE | 0 | FALSE | 0 | FALSE | 0 | FALSE | 0 | FALSE | 0 | FALSE | 0 | FALSE | 0 | FALSE | 0 | FALSE | 0 | FALSE | 0 | FALSE | 0 | FALSE | 0 | FALSE | 0 | FALSE | 0 | FALSE | 0
50 |  | 0 | 1422 | FALSE | 0 | FALSE | 0 | FALSE | 0 | FALSE | 0 | FALSE | 0 | FALSE | 0 | FALSE | 0 | FALSE | 0 | FALSE | 0 | FALSE | 0 | FALSE | 0 | FALSE | 0 | FALSE | 0 | FALSE | 0 | FALSE | 0 | FALSE | 0 | FALSE | 0 | FALSE | 0 | FALSE | 0 | FALSE | 0 | FALSE | 0 | FALSE | 0 | FALSE | 0 | FALSE | 0 | FALSE | 0 | FALSE | 0 | FALSE | 0 | FALSE | 0 | FALSE | 0 | FALSE | 0 | TRUE | 900 | FALSE | 0 | FALSE | 0 | FALSE | 0 | FALSE | 0 | FALSE | 0 | FALSE | 0 | FALSE | 0 | FALSE | 0 | FALSE | 0 | FALSE | 0 | FALSE | 0 | FALSE | 0 | FALSE | 0 | FALSE | 0 | FALSE | 0 | FALSE | 0 | FALSE | 0 | FALSE | 0 | FALSE | 0 | FALSE | 0
50 |  | 0 | 1421 | FALSE | 0 | FALSE | 0 | FALSE | 0 | FALSE | 0 | FALSE | 0 | FALSE | 0 | FALSE | 0 | FALSE | 0 | FALSE | 0 | FALSE | 0 | FALSE | 0 | FALSE | 0 | FALSE | 0 | FALSE | 0 | FALSE | 0 | FALSE | 0 | FALSE | 0 | FALSE | 0 | FALSE | 0 | FALSE | 0 | FALSE | 0 | FALSE | 0 | FALSE | 0 | FALSE | 0 | FALSE | 0 | FALSE | 0 | FALSE | 0 | FALSE | 0 | FALSE | 0 | FALSE | 0 | TRUE | 900 | FALSE | 0 | FALSE | 0 | FALSE | 0 | FALSE | 0 | FALSE | 0 | FALSE | 0 | FALSE | 0 | FALSE | 0 | FALSE | 0 | FALSE | 0 | FALSE | 0 | FALSE | 0 | FALSE | 0 | FALSE | 0 | FALSE | 0 | FALSE | 0 | FALSE | 0 | FALSE | 0 | FALSE | 0 | FALSE | 0
50 |  | 0 | 1420 | FALSE | 0 | FALSE | 0 | FALSE | 0 | FALSE | 0 | FALSE | 0 | FALSE | 0 | FALSE | 0 | FALSE | 0 | FALSE | 0 | FALSE | 0 | FALSE | 0 | FALSE | 0 | FALSE | 0 | FALSE | 0 | FALSE | 0 | FALSE | 0 | FALSE | 0 | FALSE | 0 | FALSE | 0 | FALSE | 0 | FALSE | 0 | FALSE | 0 | FALSE | 0 | FALSE | 0 | FALSE | 0 | FALSE | 0 | FALSE | 0 | FALSE | 0 | FALSE | 0 | FALSE | 0 | TRUE | 900 | FALSE | 0 | FALSE | 0 | FALSE | 0 | FALSE | 0 | FALSE | 0 | FALSE | 0 | FALSE | 0 | FALSE | 0 | FALSE | 0 | FALSE | 0 | FALSE | 0 | FALSE | 0 | FALSE | 0 | FALSE | 0 | FALSE | 0 | FALSE | 0 | FALSE | 0 | FALSE | 0 | FALSE | 0 | FALSE | 0
50 |  | 0 | 1419 | FALSE | 0 | FALSE | 0 | FALSE | 0 | FALSE | 0 | FALSE | 0 | FALSE | 0 | FALSE | 0 | FALSE | 0 | FALSE | 0 | FALSE | 0 | FALSE | 0 | FALSE | 0 | FALSE | 0 | FALSE | 0 | FALSE | 0 | FALSE | 0 | FALSE | 0 | FALSE | 0 | FALSE | 0 | FALSE | 0 | FALSE | 0 | FALSE | 0 | FALSE | 0 | FALSE | 0 | FALSE | 0 | FALSE | 0 | FALSE | 0 | FALSE | 0 | FALSE | 0 | FALSE | 0 | TRUE | 900 | FALSE | 0 | FALSE | 0 | FALSE | 0 | FALSE | 0 | FALSE | 0 | FALSE | 0 | FALSE | 0 | FALSE | 0 | FALSE | 0 | FALSE | 0 | FALSE | 0 | FALSE | 0 | FALSE | 0 | FALSE | 0 | FALSE | 0 | FALSE | 0 | FALSE | 0 | FALSE | 0 | FALSE | 0 | FALSE | 0
50 |  | 0 | 1418 | FALSE | 0 | FALSE | 0 | FALSE | 0 | FALSE | 0 | FALSE | 0 | FALSE | 0 | FALSE | 0 | FALSE | 0 | FALSE | 0 | FALSE | 0 | FALSE | 0 | FALSE | 0 | FALSE | 0 | FALSE | 0 | FALSE | 0 | FALSE | 0 | FALSE | 0 | FALSE | 0 | FALSE | 0 | FALSE | 0 | FALSE | 0 | FALSE | 0 | FALSE | 0 | FALSE | 0 | FALSE | 0 | FALSE | 0 | FALSE | 0 | FALSE | 0 | FALSE | 0 | FALSE | 0 | TRUE | 900 | FALSE | 0 | FALSE | 0 | FALSE | 0 | FALSE | 0 | FALSE | 0 | FALSE | 0 | FALSE | 0 | FALSE | 0 | FALSE | 0 | FALSE | 0 | FALSE | 0 | FALSE | 0 | FALSE | 0 | FALSE | 0 | FALSE | 0 | FALSE | 0 | FALSE | 0 | FALSE | 0 | FALSE | 0 | FALSE | 0
50 |  | 0 | 1417 | FALSE | 0 | FALSE | 0 | FALSE | 0 | FALSE | 0 | FALSE | 0 | FALSE | 0 | FALSE | 0 | FALSE | 0 | FALSE | 0 | FALSE | 0 | FALSE | 0 | FALSE | 0 | FALSE | 0 | FALSE | 0 | FALSE | 0 | FALSE | 0 | FALSE | 0 | FALSE | 0 | FALSE | 0 | FALSE | 0 | FALSE | 0 | FALSE | 0 | FALSE | 0 | FALSE | 0 | FALSE | 0 | FALSE | 0 | FALSE | 0 | FALSE | 0 | FALSE | 0 | FALSE | 0 | TRUE | 900 | FALSE | 0 | FALSE | 0 | FALSE | 0 | FALSE | 0 | FALSE | 0 | FALSE | 0 | FALSE | 0 | FALSE | 0 | FALSE | 0 | FALSE | 0 | FALSE | 0 | FALSE | 0 | FALSE | 0 | FALSE | 0 | FALSE | 0 | FALSE | 0 | FALSE | 0 | FALSE | 0 | FALSE | 0 | FALSE | 0
50 |  | 0 | 1416 | FALSE | 0 | FALSE | 0 | FALSE | 0 | FALSE | 0 | FALSE | 0 | FALSE | 0 | FALSE | 0 | FALSE | 0 | FALSE | 0 | FALSE | 0 | FALSE | 0 | FALSE | 0 | FALSE | 0 | FALSE | 0 | FALSE | 0 | FALSE | 0 | FALSE | 0 | FALSE | 0 | FALSE | 0 | FALSE | 0 | FALSE | 0 | FALSE | 0 | FALSE | 0 | FALSE | 0 | FALSE | 0 | FALSE | 0 | FALSE | 0 | FALSE | 0 | FALSE | 0 | FALSE | 0 | TRUE | 900 | FALSE | 0 | FALSE | 0 | FALSE | 0 | FALSE | 0 | FALSE | 0 | FALSE | 0 | FALSE | 0 | FALSE | 0 | FALSE | 0 | FALSE | 0 | FALSE | 0 | FALSE | 0 | FALSE | 0 | FALSE | 0 | FALSE | 0 | FALSE | 0 | FALSE | 0 | FALSE | 0 | FALSE | 0 | FALSE | 0
50 |  | 0 | 1415 | FALSE | 0 | FALSE | 0 | FALSE | 0 | FALSE | 0 | FALSE | 0 | FALSE | 0 | FALSE | 0 | FALSE | 0 | FALSE | 0 | FALSE | 0 | FALSE | 0 | FALSE | 0 | FALSE | 0 | FALSE | 0 | FALSE | 0 | FALSE | 0 | FALSE | 0 | FALSE | 0 | FALSE | 0 | FALSE | 0 | FALSE | 0 | FALSE | 0 | FALSE | 0 | FALSE | 0 | FALSE | 0 | FALSE | 0 | FALSE | 0 | FALSE | 0 | FALSE | 0 | FALSE | 0 | TRUE | 900 | FALSE | 0 | FALSE | 0 | FALSE | 0 | FALSE | 0 | FALSE | 0 | FALSE | 0 | FALSE | 0 | FALSE | 0 | FALSE | 0 | FALSE | 0 | FALSE | 0 | FALSE | 0 | FALSE | 0 | FALSE | 0 | FALSE | 0 | FALSE | 0 | FALSE | 0 | FALSE | 0 | FALSE | 0 | FALSE | 0
50 |  | 0 | 1414 | FALSE | 0 | FALSE | 0 | FALSE | 0 | FALSE | 0 | FALSE | 0 | FALSE | 0 | FALSE | 0 | FALSE | 0 | FALSE | 0 | FALSE | 0 | FALSE | 0 | FALSE | 0 | FALSE | 0 | FALSE | 0 | FALSE | 0 | FALSE | 0 | FALSE | 0 | FALSE | 0 | FALSE | 0 | FALSE | 0 | FALSE | 0 | FALSE | 0 | FALSE | 0 | FALSE | 0 | FALSE | 0 | FALSE | 0 | FALSE | 0 | FALSE | 0 | FALSE | 0 | FALSE | 0 | TRUE | 900 | FALSE | 0 | FALSE | 0 | FALSE | 0 | FALSE | 0 | FALSE | 0 | FALSE | 0 | FALSE | 0 | FALSE | 0 | FALSE | 0 | FALSE | 0 | FALSE | 0 | FALSE | 0 | FALSE | 0 | FALSE | 0 | FALSE | 0 | FALSE | 0 | FALSE | 0 | FALSE | 0 | FALSE | 0 | FALSE | 0
50 |  | 0 | 1413 | FALSE | 0 | FALSE | 0 | FALSE | 0 | FALSE | 0 | FALSE | 0 | FALSE | 0 | FALSE | 0 | FALSE | 0 | FALSE | 0 | FALSE | 0 | FALSE | 0 | FALSE | 0 | FALSE | 0 | FALSE | 0 | FALSE | 0 | FALSE | 0 | FALSE | 0 | FALSE | 0 | FALSE | 0 | FALSE | 0 | FALSE | 0 | FALSE | 0 | FALSE | 0 | FALSE | 0 | FALSE | 0 | FALSE | 0 | FALSE | 0 | FALSE | 0 | FALSE | 0 | FALSE | 0 | TRUE | 900 | FALSE | 0 | FALSE | 0 | FALSE | 0 | FALSE | 0 | FALSE | 0 | FALSE | 0 | FALSE | 0 | FALSE | 0 | FALSE | 0 | FALSE | 0 | FALSE | 0 | FALSE | 0 | FALSE | 0 | FALSE | 0 | FALSE | 0 | FALSE | 0 | FALSE | 0 | FALSE | 0 | FALSE | 0 | FALSE | 0
50 |  | 0 | 1412 | FALSE | 0 | FALSE | 0 | FALSE | 0 | FALSE | 0 | FALSE | 0 | FALSE | 0 | FALSE | 0 | FALSE | 0 | FALSE | 0 | FALSE | 0 | FALSE | 0 | FALSE | 0 | FALSE | 0 | FALSE | 0 | FALSE | 0 | FALSE | 0 | FALSE | 0 | FALSE | 0 | FALSE | 0 | FALSE | 0 | FALSE | 0 | FALSE | 0 | FALSE | 0 | FALSE | 0 | FALSE | 0 | FALSE | 0 | FALSE | 0 | FALSE | 0 | FALSE | 0 | FALSE | 0 | TRUE | 900 | FALSE | 0 | FALSE | 0 | FALSE | 0 | FALSE | 0 | FALSE | 0 | FALSE | 0 | FALSE | 0 | FALSE | 0 | FALSE | 0 | FALSE | 0 | FALSE | 0 | FALSE | 0 | FALSE | 0 | FALSE | 0 | FALSE | 0 | FALSE | 0 | FALSE | 0 | FALSE | 0 | FALSE | 0 | FALSE | 0
50 |  | 0 | 1411 | FALSE | 0 | FALSE | 0 | FALSE | 0 | FALSE | 0 | FALSE | 0 | FALSE | 0 | FALSE | 0 | FALSE | 0 | FALSE | 0 | FALSE | 0 | FALSE | 0 | FALSE | 0 | FALSE | 0 | FALSE | 0 | FALSE | 0 | FALSE | 0 | FALSE | 0 | FALSE | 0 | FALSE | 0 | FALSE | 0 | FALSE | 0 | FALSE | 0 | FALSE | 0 | FALSE | 0 | FALSE | 0 | FALSE | 0 | FALSE | 0 | FALSE | 0 | FALSE | 0 | FALSE | 0 | TRUE | 900 | FALSE | 0 | FALSE | 0 | FALSE | 0 | FALSE | 0 | FALSE | 0 | FALSE | 0 | FALSE | 0 | FALSE | 0 | FALSE | 0 | FALSE | 0 | FALSE | 0 | FALSE | 0 | FALSE | 0 | FALSE | 0 | FALSE | 0 | FALSE | 0 | FALSE | 0 | FALSE | 0 | FALSE | 0 | FALSE | 0
50 |  | 0 | 1410 | FALSE | 0 | FALSE | 0 | FALSE | 0 | FALSE | 0 | FALSE | 0 | FALSE | 0 | FALSE | 0 | FALSE | 0 | FALSE | 0 | FALSE | 0 | FALSE | 0 | FALSE | 0 | FALSE | 0 | FALSE | 0 | FALSE | 0 | FALSE | 0 | FALSE | 0 | FALSE | 0 | FALSE | 0 | FALSE | 0 | FALSE | 0 | FALSE | 0 | FALSE | 0 | FALSE | 0 | FALSE | 0 | FALSE | 0 | FALSE | 0 | FALSE | 0 | FALSE | 0 | FALSE | 0 | TRUE | 900 | FALSE | 0 | FALSE | 0 | FALSE | 0 | FALSE | 0 | FALSE | 0 | FALSE | 0 | FALSE | 0 | FALSE | 0 | FALSE | 0 | FALSE | 0 | FALSE | 0 | FALSE | 0 | FALSE | 0 | FALSE | 0 | FALSE | 0 | FALSE | 0 | FALSE | 0 | FALSE | 0 | FALSE | 0 | FALSE | 0
50 |  | 0 | 1409 | FALSE | 0 | FALSE | 0 | FALSE | 0 | FALSE | 0 | FALSE | 0 | FALSE | 0 | FALSE | 0 | FALSE | 0 | FALSE | 0 | FALSE | 0 | FALSE | 0 | FALSE | 0 | FALSE | 0 | FALSE | 0 | FALSE | 0 | FALSE | 0 | FALSE | 0 | FALSE | 0 | FALSE | 0 | FALSE | 0 | FALSE | 0 | FALSE | 0 | FALSE | 0 | FALSE | 0 | FALSE | 0 | FALSE | 0 | FALSE | 0 | FALSE | 0 | FALSE | 0 | FALSE | 0 | TRUE | 900 | FALSE | 0 | FALSE | 0 | FALSE | 0 | FALSE | 0 | FALSE | 0 | FALSE | 0 | FALSE | 0 | FALSE | 0 | FALSE | 0 | FALSE | 0 | FALSE | 0 | FALSE | 0 | FALSE | 0 | FALSE | 0 | FALSE | 0 | FALSE | 0 | FALSE | 0 | FALSE | 0 | FALSE | 0 | FALSE | 0
50 |  | 0 | 1408 | FALSE | 0 | FALSE | 0 | FALSE | 0 | FALSE | 0 | FALSE | 0 | FALSE | 0 | FALSE | 0 | FALSE | 0 | FALSE | 0 | FALSE | 0 | FALSE | 0 | FALSE | 0 | FALSE | 0 | FALSE | 0 | FALSE | 0 | FALSE | 0 | FALSE | 0 | FALSE | 0 | FALSE | 0 | FALSE | 0 | FALSE | 0 | FALSE | 0 | FALSE | 0 | FALSE | 0 | FALSE | 0 | FALSE | 0 | FALSE | 0 | FALSE | 0 | FALSE | 0 | FALSE | 0 | TRUE | 900 | FALSE | 0 | FALSE | 0 | FALSE | 0 | FALSE | 0 | FALSE | 0 | FALSE | 0 | FALSE | 0 | FALSE | 0 | FALSE | 0 | FALSE | 0 | FALSE | 0 | FALSE | 0 | FALSE | 0 | FALSE | 0 | FALSE | 0 | FALSE | 0 | FALSE | 0 | FALSE | 0 | FALSE | 0 | FALSE | 0
50 |  | 0 | 1407 | FALSE | 0 | FALSE | 0 | FALSE | 0 | FALSE | 0 | FALSE | 0 | FALSE | 0 | FALSE | 0 | FALSE | 0 | FALSE | 0 | FALSE | 0 | FALSE | 0 | FALSE | 0 | FALSE | 0 | FALSE | 0 | FALSE | 0 | FALSE | 0 | FALSE | 0 | FALSE | 0 | FALSE | 0 | FALSE | 0 | FALSE | 0 | FALSE | 0 | FALSE | 0 | FALSE | 0 | FALSE | 0 | FALSE | 0 | FALSE | 0 | FALSE | 0 | FALSE | 0 | FALSE | 0 | TRUE | 900 | FALSE | 0 | FALSE | 0 | FALSE | 0 | FALSE | 0 | FALSE | 0 | FALSE | 0 | FALSE | 0 | FALSE | 0 | FALSE | 0 | FALSE | 0 | FALSE | 0 | FALSE | 0 | FALSE | 0 | FALSE | 0 | FALSE | 0 | FALSE | 0 | FALSE | 0 | FALSE | 0 | FALSE | 0 | FALSE | 0
50 |  | 0 | 1406 | FALSE | 0 | FALSE | 0 | FALSE | 0 | FALSE | 0 | FALSE | 0 | FALSE | 0 | FALSE | 0 | FALSE | 0 | FALSE | 0 | FALSE | 0 | FALSE | 0 | FALSE | 0 | FALSE | 0 | FALSE | 0 | FALSE | 0 | FALSE | 0 | FALSE | 0 | FALSE | 0 | FALSE | 0 | FALSE | 0 | FALSE | 0 | FALSE | 0 | FALSE | 0 | FALSE | 0 | FALSE | 0 | FALSE | 0 | FALSE | 0 | FALSE | 0 | FALSE | 0 | FALSE | 0 | TRUE | 900 | FALSE | 0 | FALSE | 0 | FALSE | 0 | FALSE | 0 | FALSE | 0 | FALSE | 0 | FALSE | 0 | FALSE | 0 | FALSE | 0 | FALSE | 0 | FALSE | 0 | FALSE | 0 | FALSE | 0 | FALSE | 0 | FALSE | 0 | FALSE | 0 | FALSE | 0 | FALSE | 0 | FALSE | 0 | FALSE | 0
50 |  | 0 | 1405 | FALSE | 0 | FALSE | 0 | FALSE | 0 | FALSE | 0 | FALSE | 0 | FALSE | 0 | FALSE | 0 | FALSE | 0 | FALSE | 0 | FALSE | 0 | FALSE | 0 | FALSE | 0 | FALSE | 0 | FALSE | 0 | FALSE | 0 | FALSE | 0 | FALSE | 0 | FALSE | 0 | FALSE | 0 | FALSE | 0 | FALSE | 0 | FALSE | 0 | FALSE | 0 | FALSE | 0 | FALSE | 0 | FALSE | 0 | FALSE | 0 | FALSE | 0 | FALSE | 0 | FALSE | 0 | TRUE | 900 | FALSE | 0 | FALSE | 0 | FALSE | 0 | FALSE | 0 | FALSE | 0 | FALSE | 0 | FALSE | 0 | FALSE | 0 | FALSE | 0 | FALSE | 0 | FALSE | 0 | FALSE | 0 | FALSE | 0 | FALSE | 0 | FALSE | 0 | FALSE | 0 | FALSE | 0 | FALSE | 0 | FALSE | 0 | FALSE | 0
50 |  | 0 | 1404 | FALSE | 0 | FALSE | 0 | FALSE | 0 | FALSE | 0 | FALSE | 0 | FALSE | 0 | FALSE | 0 | FALSE | 0 | FALSE | 0 | FALSE | 0 | FALSE | 0 | FALSE | 0 | FALSE | 0 | FALSE | 0 | FALSE | 0 | FALSE | 0 | FALSE | 0 | FALSE | 0 | FALSE | 0 | FALSE | 0 | FALSE | 0 | FALSE | 0 | FALSE | 0 | FALSE | 0 | FALSE | 0 | FALSE | 0 | FALSE | 0 | FALSE | 0 | FALSE | 0 | FALSE | 0 | TRUE | 900 | FALSE | 0 | FALSE | 0 | FALSE | 0 | FALSE | 0 | FALSE | 0 | FALSE | 0 | FALSE | 0 | FALSE | 0 | FALSE | 0 | FALSE | 0 | FALSE | 0 | FALSE | 0 | FALSE | 0 | FALSE | 0 | FALSE | 0 | FALSE | 0 | FALSE | 0 | FALSE | 0 | FALSE | 0 | FALSE | 0
50 |  | 0 | 1403 | FALSE | 0 | FALSE | 0 | FALSE | 0 | FALSE | 0 | FALSE | 0 | FALSE | 0 | FALSE | 0 | FALSE | 0 | FALSE | 0 | FALSE | 0 | FALSE | 0 | FALSE | 0 | FALSE | 0 | FALSE | 0 | FALSE | 0 | FALSE | 0 | FALSE | 0 | FALSE | 0 | FALSE | 0 | FALSE | 0 | FALSE | 0 | FALSE | 0 | FALSE | 0 | FALSE | 0 | FALSE | 0 | FALSE | 0 | FALSE | 0 | FALSE | 0 | FALSE | 0 | FALSE | 0 | TRUE | 900 | FALSE | 0 | FALSE | 0 | FALSE | 0 | FALSE | 0 | FALSE | 0 | FALSE | 0 | FALSE | 0 | FALSE | 0 | FALSE | 0 | FALSE | 0 | FALSE | 0 | FALSE | 0 | FALSE | 0 | FALSE | 0 | FALSE | 0 | FALSE | 0 | FALSE | 0 | FALSE | 0 | FALSE | 0 | FALSE | 0
50 |  | 0 | 1402 | FALSE | 0 | FALSE | 0 | FALSE | 0 | FALSE | 0 | FALSE | 0 | FALSE | 0 | FALSE | 0 | FALSE | 0 | FALSE | 0 | FALSE | 0 | FALSE | 0 | FALSE | 0 | FALSE | 0 | FALSE | 0 | FALSE | 0 | FALSE | 0 | FALSE | 0 | FALSE | 0 | FALSE | 0 | FALSE | 0 | FALSE | 0 | FALSE | 0 | FALSE | 0 | FALSE | 0 | FALSE | 0 | FALSE | 0 | FALSE | 0 | FALSE | 0 | FALSE | 0 | FALSE | 0 | TRUE | 900 | FALSE | 0 | FALSE | 0 | FALSE | 0 | FALSE | 0 | FALSE | 0 | FALSE | 0 | FALSE | 0 | FALSE | 0 | FALSE | 0 | FALSE | 0 | FALSE | 0 | FALSE | 0 | FALSE | 0 | FALSE | 0 | FALSE | 0 | FALSE | 0 | FALSE | 0 | FALSE | 0 | FALSE | 0 | FALSE | 0
50 |  | 0 | 1401 | FALSE | 0 | FALSE | 0 | FALSE | 0 | FALSE | 0 | FALSE | 0 | FALSE | 0 | FALSE | 0 | FALSE | 0 | FALSE | 0 | FALSE | 0 | FALSE | 0 | FALSE | 0 | FALSE | 0 | FALSE | 0 | FALSE | 0 | FALSE | 0 | FALSE | 0 | FALSE | 0 | FALSE | 0 | FALSE | 0 | FALSE | 0 | FALSE | 0 | FALSE | 0 | FALSE | 0 | FALSE | 0 | FALSE | 0 | FALSE | 0 | FALSE | 0 | FALSE | 0 | FALSE | 0 | TRUE | 900 | FALSE | 0 | FALSE | 0 | FALSE | 0 | FALSE | 0 | FALSE | 0 | FALSE | 0 | FALSE | 0 | FALSE | 0 | FALSE | 0 | FALSE | 0 | FALSE | 0 | FALSE | 0 | FALSE | 0 | FALSE | 0 | FALSE | 0 | FALSE | 0 | FALSE | 0 | FALSE | 0 | FALSE | 0 | FALSE | 0
50 |  | 0 | 1400 | FALSE | 0 | FALSE | 0 | FALSE | 0 | FALSE | 0 | FALSE | 0 | FALSE | 0 | FALSE | 0 | FALSE | 0 | FALSE | 0 | FALSE | 0 | FALSE | 0 | FALSE | 0 | FALSE | 0 | FALSE | 0 | FALSE | 0 | FALSE | 0 | FALSE | 0 | FALSE | 0 | FALSE | 0 | FALSE | 0 | FALSE | 0 | FALSE | 0 | FALSE | 0 | FALSE | 0 | FALSE | 0 | FALSE | 0 | FALSE | 0 | FALSE | 0 | FALSE | 0 | FALSE | 0 | TRUE | 900 | FALSE | 0 | FALSE | 0 | FALSE | 0 | FALSE | 0 | FALSE | 0 | FALSE | 0 | FALSE | 0 | FALSE | 0 | FALSE | 0 | FALSE | 0 | FALSE | 0 | FALSE | 0 | FALSE | 0 | FALSE | 0 | FALSE | 0 | FALSE | 0 | FALSE | 0 | FALSE | 0 | FALSE | 0 | FALSE | 0
50 |  | 0 | 1399 | FALSE | 0 | FALSE | 0 | FALSE | 0 | FALSE | 0 | FALSE | 0 | FALSE | 0 | FALSE | 0 | FALSE | 0 | FALSE | 0 | FALSE | 0 | FALSE | 0 | FALSE | 0 | FALSE | 0 | FALSE | 0 | FALSE | 0 | FALSE | 0 | FALSE | 0 | FALSE | 0 | FALSE | 0 | FALSE | 0 | FALSE | 0 | FALSE | 0 | FALSE | 0 | FALSE | 0 | FALSE | 0 | FALSE | 0 | FALSE | 0 | FALSE | 0 | FALSE | 0 | FALSE | 0 | TRUE | 900 | FALSE | 0 | FALSE | 0 | FALSE | 0 | FALSE | 0 | FALSE | 0 | FALSE | 0 | FALSE | 0 | FALSE | 0 | FALSE | 0 | FALSE | 0 | FALSE | 0 | FALSE | 0 | FALSE | 0 | FALSE | 0 | FALSE | 0 | FALSE | 0 | FALSE | 0 | FALSE | 0 | FALSE | 0 | FALSE | 0
50 |  | 0 | 1398 | FALSE | 0 | FALSE | 0 | FALSE | 0 | FALSE | 0 | FALSE | 0 | FALSE | 0 | FALSE | 0 | FALSE | 0 | FALSE | 0 | FALSE | 0 | FALSE | 0 | FALSE | 0 | FALSE | 0 | FALSE | 0 | FALSE | 0 | FALSE | 0 | FALSE | 0 | FALSE | 0 | FALSE | 0 | FALSE | 0 | FALSE | 0 | FALSE | 0 | FALSE | 0 | FALSE | 0 | FALSE | 0 | FALSE | 0 | FALSE | 0 | FALSE | 0 | FALSE | 0 | FALSE | 0 | TRUE | 900 | FALSE | 0 | FALSE | 0 | FALSE | 0 | FALSE | 0 | FALSE | 0 | FALSE | 0 | FALSE | 0 | FALSE | 0 | FALSE | 0 | FALSE | 0 | FALSE | 0 | FALSE | 0 | FALSE | 0 | FALSE | 0 | FALSE | 0 | FALSE | 0 | FALSE | 0 | FALSE | 0 | FALSE | 0 | FALSE | 0
50 |  | 0 | 1397 | FALSE | 0 | FALSE | 0 | FALSE | 0 | FALSE | 0 | FALSE | 0 | FALSE | 0 | FALSE | 0 | FALSE | 0 | FALSE | 0 | FALSE | 0 | FALSE | 0 | FALSE | 0 | FALSE | 0 | FALSE | 0 | FALSE | 0 | FALSE | 0 | FALSE | 0 | FALSE | 0 | FALSE | 0 | FALSE | 0 | FALSE | 0 | FALSE | 0 | FALSE | 0 | FALSE | 0 | FALSE | 0 | FALSE | 0 | FALSE | 0 | FALSE | 0 | FALSE | 0 | FALSE | 0 | TRUE | 900 | FALSE | 0 | FALSE | 0 | FALSE | 0 | FALSE | 0 | FALSE | 0 | FALSE | 0 | FALSE | 0 | FALSE | 0 | FALSE | 0 | FALSE | 0 | FALSE | 0 | FALSE | 0 | FALSE | 0 | FALSE | 0 | FALSE | 0 | FALSE | 0 | FALSE | 0 | FALSE | 0 | FALSE | 0 | FALSE | 0
50 |  | 0 | 1396 | FALSE | 0 | FALSE | 0 | FALSE | 0 | FALSE | 0 | FALSE | 0 | FALSE | 0 | FALSE | 0 | FALSE | 0 | FALSE | 0 | FALSE | 0 | FALSE | 0 | FALSE | 0 | FALSE | 0 | FALSE | 0 | FALSE | 0 | FALSE | 0 | FALSE | 0 | FALSE | 0 | FALSE | 0 | FALSE | 0 | FALSE | 0 | FALSE | 0 | FALSE | 0 | FALSE | 0 | FALSE | 0 | FALSE | 0 | FALSE | 0 | FALSE | 0 | FALSE | 0 | FALSE | 0 | TRUE | 900 | FALSE | 0 | FALSE | 0 | FALSE | 0 | FALSE | 0 | FALSE | 0 | FALSE | 0 | FALSE | 0 | FALSE | 0 | FALSE | 0 | FALSE | 0 | FALSE | 0 | FALSE | 0 | FALSE | 0 | FALSE | 0 | FALSE | 0 | FALSE | 0 | FALSE | 0 | FALSE | 0 | FALSE | 0 | FALSE | 0
50 |  | 0 | 1395 | FALSE | 0 | FALSE | 0 | FALSE | 0 | FALSE | 0 | FALSE | 0 | FALSE | 0 | FALSE | 0 | FALSE | 0 | FALSE | 0 | FALSE | 0 | FALSE | 0 | FALSE | 0 | FALSE | 0 | FALSE | 0 | FALSE | 0 | FALSE | 0 | FALSE | 0 | FALSE | 0 | FALSE | 0 | FALSE | 0 | FALSE | 0 | FALSE | 0 | FALSE | 0 | FALSE | 0 | FALSE | 0 | FALSE | 0 | FALSE | 0 | FALSE | 0 | FALSE | 0 | FALSE | 0 | TRUE | 900 | FALSE | 0 | FALSE | 0 | FALSE | 0 | FALSE | 0 | FALSE | 0 | FALSE | 0 | FALSE | 0 | FALSE | 0 | FALSE | 0 | FALSE | 0 | FALSE | 0 | FALSE | 0 | FALSE | 0 | FALSE | 0 | FALSE | 0 | FALSE | 0 | FALSE | 0 | FALSE | 0 | FALSE | 0 | FALSE | 0
50 |  | 0 | 1394 | FALSE | 0 | FALSE | 0 | FALSE | 0 | FALSE | 0 | FALSE | 0 | FALSE | 0 | FALSE | 0 | FALSE | 0 | FALSE | 0 | FALSE | 0 | FALSE | 0 | FALSE | 0 | FALSE | 0 | FALSE | 0 | FALSE | 0 | FALSE | 0 | FALSE | 0 | FALSE | 0 | FALSE | 0 | FALSE | 0 | FALSE | 0 | FALSE | 0 | FALSE | 0 | FALSE | 0 | FALSE | 0 | FALSE | 0 | FALSE | 0 | FALSE | 0 | FALSE | 0 | FALSE | 0 | TRUE | 900 | FALSE | 0 | FALSE | 0 | FALSE | 0 | FALSE | 0 | FALSE | 0 | FALSE | 0 | FALSE | 0 | FALSE | 0 | FALSE | 0 | FALSE | 0 | FALSE | 0 | FALSE | 0 | FALSE | 0 | FALSE | 0 | FALSE | 0 | FALSE | 0 | FALSE | 0 | FALSE | 0 | FALSE | 0 | FALSE | 0
50 |  | 0 | 1393 | FALSE | 0 | FALSE | 0 | FALSE | 0 | FALSE | 0 | FALSE | 0 | FALSE | 0 | FALSE | 0 | FALSE | 0 | FALSE | 0 | FALSE | 0 | FALSE | 0 | FALSE | 0 | FALSE | 0 | FALSE | 0 | FALSE | 0 | FALSE | 0 | FALSE | 0 | FALSE | 0 | FALSE | 0 | FALSE | 0 | FALSE | 0 | FALSE | 0 | FALSE | 0 | FALSE | 0 | FALSE | 0 | FALSE | 0 | FALSE | 0 | FALSE | 0 | FALSE | 0 | FALSE | 0 | TRUE | 900 | FALSE | 0 | FALSE | 0 | FALSE | 0 | FALSE | 0 | FALSE | 0 | FALSE | 0 | FALSE | 0 | FALSE | 0 | FALSE | 0 | FALSE | 0 | FALSE | 0 | FALSE | 0 | FALSE | 0 | FALSE | 0 | FALSE | 0 | FALSE | 0 | FALSE | 0 | FALSE | 0 | FALSE | 0 | FALSE | 0
50 |  | 0 | 1392 | FALSE | 0 | FALSE | 0 | FALSE | 0 | FALSE | 0 | FALSE | 0 | FALSE | 0 | FALSE | 0 | FALSE | 0 | FALSE | 0 | FALSE | 0 | FALSE | 0 | FALSE | 0 | FALSE | 0 | FALSE | 0 | FALSE | 0 | FALSE | 0 | FALSE | 0 | FALSE | 0 | FALSE | 0 | FALSE | 0 | FALSE | 0 | FALSE | 0 | FALSE | 0 | FALSE | 0 | FALSE | 0 | FALSE | 0 | FALSE | 0 | FALSE | 0 | FALSE | 0 | FALSE | 0 | TRUE | 900 | FALSE | 0 | FALSE | 0 | FALSE | 0 | FALSE | 0 | FALSE | 0 | FALSE | 0 | FALSE | 0 | FALSE | 0 | FALSE | 0 | FALSE | 0 | FALSE | 0 | FALSE | 0 | FALSE | 0 | FALSE | 0 | FALSE | 0 | FALSE | 0 | FALSE | 0 | FALSE | 0 | FALSE | 0 | FALSE | 0
50 |  | 0 | 1391 | FALSE | 0 | FALSE | 0 | FALSE | 0 | FALSE | 0 | FALSE | 0 | FALSE | 0 | FALSE | 0 | FALSE | 0 | FALSE | 0 | FALSE | 0 | FALSE | 0 | FALSE | 0 | FALSE | 0 | FALSE | 0 | FALSE | 0 | FALSE | 0 | FALSE | 0 | FALSE | 0 | FALSE | 0 | FALSE | 0 | FALSE | 0 | FALSE | 0 | FALSE | 0 | FALSE | 0 | FALSE | 0 | FALSE | 0 | FALSE | 0 | FALSE | 0 | FALSE | 0 | FALSE | 0 | TRUE | 900 | FALSE | 0 | FALSE | 0 | FALSE | 0 | FALSE | 0 | FALSE | 0 | FALSE | 0 | FALSE | 0 | FALSE | 0 | FALSE | 0 | FALSE | 0 | FALSE | 0 | FALSE | 0 | FALSE | 0 | FALSE | 0 | FALSE | 0 | FALSE | 0 | FALSE | 0 | FALSE | 0 | FALSE | 0 | FALSE | 0
50 |  | 0 | 1390 | FALSE | 0 | FALSE | 0 | FALSE | 0 | FALSE | 0 | FALSE | 0 | FALSE | 0 | FALSE | 0 | FALSE | 0 | FALSE | 0 | FALSE | 0 | FALSE | 0 | FALSE | 0 | FALSE | 0 | FALSE | 0 | FALSE | 0 | FALSE | 0 | FALSE | 0 | FALSE | 0 | FALSE | 0 | FALSE | 0 | FALSE | 0 | FALSE | 0 | FALSE | 0 | FALSE | 0 | FALSE | 0 | FALSE | 0 | FALSE | 0 | FALSE | 0 | FALSE | 0 | FALSE | 0 | TRUE | 900 | FALSE | 0 | FALSE | 0 | FALSE | 0 | FALSE | 0 | FALSE | 0 | FALSE | 0 | FALSE | 0 | FALSE | 0 | FALSE | 0 | FALSE | 0 | FALSE | 0 | FALSE | 0 | FALSE | 0 | FALSE | 0 | FALSE | 0 | FALSE | 0 | FALSE | 0 | FALSE | 0 | FALSE | 0 | FALSE | 0
50 |  | 0 | 1389 | FALSE | 0 | FALSE | 0 | FALSE | 0 | FALSE | 0 | FALSE | 0 | FALSE | 0 | FALSE | 0 | FALSE | 0 | FALSE | 0 | FALSE | 0 | FALSE | 0 | FALSE | 0 | FALSE | 0 | FALSE | 0 | FALSE | 0 | FALSE | 0 | FALSE | 0 | FALSE | 0 | FALSE | 0 | FALSE | 0 | FALSE | 0 | FALSE | 0 | FALSE | 0 | FALSE | 0 | FALSE | 0 | FALSE | 0 | FALSE | 0 | FALSE | 0 | FALSE | 0 | FALSE | 0 | TRUE | 900 | FALSE | 0 | FALSE | 0 | FALSE | 0 | FALSE | 0 | FALSE | 0 | FALSE | 0 | FALSE | 0 | FALSE | 0 | FALSE | 0 | FALSE | 0 | FALSE | 0 | FALSE | 0 | FALSE | 0 | FALSE | 0 | FALSE | 0 | FALSE | 0 | FALSE | 0 | FALSE | 0 | FALSE | 0 | FALSE | 0
50 |  | 0 | 1388 | FALSE | 0 | FALSE | 0 | FALSE | 0 | FALSE | 0 | FALSE | 0 | FALSE | 0 | FALSE | 0 | FALSE | 0 | FALSE | 0 | FALSE | 0 | FALSE | 0 | FALSE | 0 | FALSE | 0 | FALSE | 0 | FALSE | 0 | FALSE | 0 | FALSE | 0 | FALSE | 0 | FALSE | 0 | FALSE | 0 | FALSE | 0 | FALSE | 0 | FALSE | 0 | FALSE | 0 | FALSE | 0 | FALSE | 0 | FALSE | 0 | FALSE | 0 | FALSE | 0 | FALSE | 0 | TRUE | 900 | FALSE | 0 | FALSE | 0 | FALSE | 0 | FALSE | 0 | FALSE | 0 | FALSE | 0 | FALSE | 0 | FALSE | 0 | FALSE | 0 | FALSE | 0 | FALSE | 0 | FALSE | 0 | FALSE | 0 | FALSE | 0 | FALSE | 0 | FALSE | 0 | FALSE | 0 | FALSE | 0 | FALSE | 0 | FALSE | 0
50 |  | 0 | 1387 | FALSE | 0 | FALSE | 0 | FALSE | 0 | FALSE | 0 | FALSE | 0 | FALSE | 0 | FALSE | 0 | FALSE | 0 | FALSE | 0 | FALSE | 0 | FALSE | 0 | FALSE | 0 | FALSE | 0 | FALSE | 0 | FALSE | 0 | FALSE | 0 | FALSE | 0 | FALSE | 0 | FALSE | 0 | FALSE | 0 | FALSE | 0 | FALSE | 0 | FALSE | 0 | FALSE | 0 | FALSE | 0 | FALSE | 0 | FALSE | 0 | FALSE | 0 | FALSE | 0 | FALSE | 0 | TRUE | 900 | FALSE | 0 | FALSE | 0 | FALSE | 0 | FALSE | 0 | FALSE | 0 | FALSE | 0 | FALSE | 0 | FALSE | 0 | FALSE | 0 | FALSE | 0 | FALSE | 0 | FALSE | 0 | FALSE | 0 | FALSE | 0 | FALSE | 0 | FALSE | 0 | FALSE | 0 | FALSE | 0 | FALSE | 0 | FALSE | 0
50 |  | 0 | 1386 | FALSE | 0 | FALSE | 0 | FALSE | 0 | FALSE | 0 | FALSE | 0 | FALSE | 0 | FALSE | 0 | FALSE | 0 | FALSE | 0 | FALSE | 0 | FALSE | 0 | FALSE | 0 | FALSE | 0 | FALSE | 0 | FALSE | 0 | FALSE | 0 | FALSE | 0 | FALSE | 0 | FALSE | 0 | FALSE | 0 | FALSE | 0 | FALSE | 0 | FALSE | 0 | FALSE | 0 | FALSE | 0 | FALSE | 0 | FALSE | 0 | FALSE | 0 | FALSE | 0 | FALSE | 0 | TRUE | 900 | FALSE | 0 | FALSE | 0 | FALSE | 0 | FALSE | 0 | FALSE | 0 | FALSE | 0 | FALSE | 0 | FALSE | 0 | FALSE | 0 | FALSE | 0 | FALSE | 0 | FALSE | 0 | FALSE | 0 | FALSE | 0 | FALSE | 0 | FALSE | 0 | FALSE | 0 | FALSE | 0 | FALSE | 0 | FALSE | 0
50 |  | 0 | 1385 | FALSE | 0 | FALSE | 0 | FALSE | 0 | FALSE | 0 | FALSE | 0 | FALSE | 0 | FALSE | 0 | FALSE | 0 | FALSE | 0 | FALSE | 0 | FALSE | 0 | FALSE | 0 | FALSE | 0 | FALSE | 0 | FALSE | 0 | FALSE | 0 | FALSE | 0 | FALSE | 0 | FALSE | 0 | FALSE | 0 | FALSE | 0 | FALSE | 0 | FALSE | 0 | FALSE | 0 | FALSE | 0 | FALSE | 0 | FALSE | 0 | FALSE | 0 | FALSE | 0 | FALSE | 0 | TRUE | 900 | FALSE | 0 | FALSE | 0 | FALSE | 0 | FALSE | 0 | FALSE | 0 | FALSE | 0 | FALSE | 0 | FALSE | 0 | FALSE | 0 | FALSE | 0 | FALSE | 0 | FALSE | 0 | FALSE | 0 | FALSE | 0 | FALSE | 0 | FALSE | 0 | FALSE | 0 | FALSE | 0 | FALSE | 0 | FALSE | 0
50 |  | 0 | 1384 | FALSE | 0 | FALSE | 0 | FALSE | 0 | FALSE | 0 | FALSE | 0 | FALSE | 0 | FALSE | 0 | FALSE | 0 | FALSE | 0 | FALSE | 0 | FALSE | 0 | FALSE | 0 | FALSE | 0 | FALSE | 0 | FALSE | 0 | FALSE | 0 | FALSE | 0 | FALSE | 0 | FALSE | 0 | FALSE | 0 | FALSE | 0 | FALSE | 0 | FALSE | 0 | FALSE | 0 | FALSE | 0 | FALSE | 0 | FALSE | 0 | FALSE | 0 | FALSE | 0 | FALSE | 0 | TRUE | 900 | FALSE | 0 | FALSE | 0 | FALSE | 0 | FALSE | 0 | FALSE | 0 | FALSE | 0 | FALSE | 0 | FALSE | 0 | FALSE | 0 | FALSE | 0 | FALSE | 0 | FALSE | 0 | FALSE | 0 | FALSE | 0 | FALSE | 0 | FALSE | 0 | FALSE | 0 | FALSE | 0 | FALSE | 0 | FALSE | 0
50 |  | 0 | 1383 | FALSE | 0 | FALSE | 0 | FALSE | 0 | FALSE | 0 | FALSE | 0 | FALSE | 0 | FALSE | 0 | FALSE | 0 | FALSE | 0 | FALSE | 0 | FALSE | 0 | FALSE | 0 | FALSE | 0 | FALSE | 0 | FALSE | 0 | FALSE | 0 | FALSE | 0 | FALSE | 0 | FALSE | 0 | FALSE | 0 | FALSE | 0 | FALSE | 0 | FALSE | 0 | FALSE | 0 | FALSE | 0 | FALSE | 0 | FALSE | 0 | FALSE | 0 | FALSE | 0 | FALSE | 0 | TRUE | 900 | FALSE | 0 | FALSE | 0 | FALSE | 0 | FALSE | 0 | FALSE | 0 | FALSE | 0 | FALSE | 0 | FALSE | 0 | FALSE | 0 | FALSE | 0 | FALSE | 0 | FALSE | 0 | FALSE | 0 | FALSE | 0 | FALSE | 0 | FALSE | 0 | FALSE | 0 | FALSE | 0 | FALSE | 0 | FALSE | 0
50 |  | 0 | 1382 | FALSE | 0 | FALSE | 0 | FALSE | 0 | FALSE | 0 | FALSE | 0 | FALSE | 0 | FALSE | 0 | FALSE | 0 | FALSE | 0 | FALSE | 0 | FALSE | 0 | FALSE | 0 | FALSE | 0 | FALSE | 0 | FALSE | 0 | FALSE | 0 | FALSE | 0 | FALSE | 0 | FALSE | 0 | FALSE | 0 | FALSE | 0 | FALSE | 0 | FALSE | 0 | FALSE | 0 | FALSE | 0 | FALSE | 0 | FALSE | 0 | FALSE | 0 | FALSE | 0 | FALSE | 0 | TRUE | 900 | FALSE | 0 | FALSE | 0 | FALSE | 0 | FALSE | 0 | FALSE | 0 | FALSE | 0 | FALSE | 0 | FALSE | 0 | FALSE | 0 | FALSE | 0 | FALSE | 0 | FALSE | 0 | FALSE | 0 | FALSE | 0 | FALSE | 0 | FALSE | 0 | FALSE | 0 | FALSE | 0 | FALSE | 0 | FALSE | 0
50 |  | 0 | 1381 | FALSE | 0 | FALSE | 0 | FALSE | 0 | FALSE | 0 | FALSE | 0 | FALSE | 0 | FALSE | 0 | FALSE | 0 | FALSE | 0 | FALSE | 0 | FALSE | 0 | FALSE | 0 | FALSE | 0 | FALSE | 0 | FALSE | 0 | FALSE | 0 | FALSE | 0 | FALSE | 0 | FALSE | 0 | FALSE | 0 | FALSE | 0 | FALSE | 0 | FALSE | 0 | FALSE | 0 | FALSE | 0 | FALSE | 0 | FALSE | 0 | FALSE | 0 | FALSE | 0 | FALSE | 0 | TRUE | 900 | FALSE | 0 | FALSE | 0 | FALSE | 0 | FALSE | 0 | FALSE | 0 | FALSE | 0 | FALSE | 0 | FALSE | 0 | FALSE | 0 | FALSE | 0 | FALSE | 0 | FALSE | 0 | FALSE | 0 | FALSE | 0 | FALSE | 0 | FALSE | 0 | FALSE | 0 | FALSE | 0 | FALSE | 0 | FALSE | 0
50 |  | 0 | 1380 | FALSE | 0 | FALSE | 0 | FALSE | 0 | FALSE | 0 | FALSE | 0 | FALSE | 0 | FALSE | 0 | FALSE | 0 | FALSE | 0 | FALSE | 0 | FALSE | 0 | FALSE | 0 | FALSE | 0 | FALSE | 0 | FALSE | 0 | FALSE | 0 | FALSE | 0 | FALSE | 0 | FALSE | 0 | FALSE | 0 | FALSE | 0 | FALSE | 0 | FALSE | 0 | FALSE | 0 | FALSE | 0 | FALSE | 0 | FALSE | 0 | FALSE | 0 | FALSE | 0 | FALSE | 0 | TRUE | 900 | FALSE | 0 | FALSE | 0 | FALSE | 0 | FALSE | 0 | FALSE | 0 | FALSE | 0 | FALSE | 0 | FALSE | 0 | FALSE | 0 | FALSE | 0 | FALSE | 0 | FALSE | 0 | FALSE | 0 | FALSE | 0 | FALSE | 0 | FALSE | 0 | FALSE | 0 | FALSE | 0 | FALSE | 0 | FALSE | 0
50 |  | 0 | 1379 | FALSE | 0 | FALSE | 0 | FALSE | 0 | FALSE | 0 | FALSE | 0 | FALSE | 0 | FALSE | 0 | FALSE | 0 | FALSE | 0 | FALSE | 0 | FALSE | 0 | FALSE | 0 | FALSE | 0 | FALSE | 0 | FALSE | 0 | FALSE | 0 | FALSE | 0 | FALSE | 0 | FALSE | 0 | FALSE | 0 | FALSE | 0 | FALSE | 0 | FALSE | 0 | FALSE | 0 | FALSE | 0 | FALSE | 0 | FALSE | 0 | FALSE | 0 | FALSE | 0 | FALSE | 0 | TRUE | 900 | FALSE | 0 | FALSE | 0 | FALSE | 0 | FALSE | 0 | FALSE | 0 | FALSE | 0 | FALSE | 0 | FALSE | 0 | FALSE | 0 | FALSE | 0 | FALSE | 0 | FALSE | 0 | FALSE | 0 | FALSE | 0 | FALSE | 0 | FALSE | 0 | FALSE | 0 | FALSE | 0 | FALSE | 0 | FALSE | 0
50 |  | 0 | 1378 | FALSE | 0 | FALSE | 0 | FALSE | 0 | FALSE | 0 | FALSE | 0 | FALSE | 0 | FALSE | 0 | FALSE | 0 | FALSE | 0 | FALSE | 0 | FALSE | 0 | FALSE | 0 | FALSE | 0 | FALSE | 0 | FALSE | 0 | FALSE | 0 | FALSE | 0 | FALSE | 0 | FALSE | 0 | FALSE | 0 | FALSE | 0 | FALSE | 0 | FALSE | 0 | FALSE | 0 | FALSE | 0 | FALSE | 0 | FALSE | 0 | FALSE | 0 | FALSE | 0 | FALSE | 0 | TRUE | 900 | FALSE | 0 | FALSE | 0 | FALSE | 0 | FALSE | 0 | FALSE | 0 | FALSE | 0 | FALSE | 0 | FALSE | 0 | FALSE | 0 | FALSE | 0 | FALSE | 0 | FALSE | 0 | FALSE | 0 | FALSE | 0 | FALSE | 0 | FALSE | 0 | FALSE | 0 | FALSE | 0 | FALSE | 0 | FALSE | 0
50 |  | 0 | 1377 | FALSE | 0 | FALSE | 0 | FALSE | 0 | FALSE | 0 | FALSE | 0 | FALSE | 0 | FALSE | 0 | FALSE | 0 | FALSE | 0 | FALSE | 0 | FALSE | 0 | FALSE | 0 | FALSE | 0 | FALSE | 0 | FALSE | 0 | FALSE | 0 | FALSE | 0 | FALSE | 0 | FALSE | 0 | FALSE | 0 | FALSE | 0 | FALSE | 0 | FALSE | 0 | FALSE | 0 | FALSE | 0 | FALSE | 0 | FALSE | 0 | FALSE | 0 | FALSE | 0 | FALSE | 0 | TRUE | 900 | FALSE | 0 | FALSE | 0 | FALSE | 0 | FALSE | 0 | FALSE | 0 | FALSE | 0 | FALSE | 0 | FALSE | 0 | FALSE | 0 | FALSE | 0 | FALSE | 0 | FALSE | 0 | FALSE | 0 | FALSE | 0 | FALSE | 0 | FALSE | 0 | FALSE | 0 | FALSE | 0 | FALSE | 0 | FALSE | 0
50 |  | 0 | 1376 | FALSE | 0 | FALSE | 0 | FALSE | 0 | FALSE | 0 | FALSE | 0 | FALSE | 0 | FALSE | 0 | FALSE | 0 | FALSE | 0 | FALSE | 0 | FALSE | 0 | FALSE | 0 | FALSE | 0 | FALSE | 0 | FALSE | 0 | FALSE | 0 | FALSE | 0 | FALSE | 0 | FALSE | 0 | FALSE | 0 | FALSE | 0 | FALSE | 0 | FALSE | 0 | FALSE | 0 | FALSE | 0 | FALSE | 0 | FALSE | 0 | FALSE | 0 | FALSE | 0 | FALSE | 0 | TRUE | 900 | FALSE | 0 | FALSE | 0 | FALSE | 0 | FALSE | 0 | FALSE | 0 | FALSE | 0 | FALSE | 0 | FALSE | 0 | FALSE | 0 | FALSE | 0 | FALSE | 0 | FALSE | 0 | FALSE | 0 | FALSE | 0 | FALSE | 0 | FALSE | 0 | FALSE | 0 | FALSE | 0 | FALSE | 0 | FALSE | 0
50 |  | 0 | 1375 | FALSE | 0 | FALSE | 0 | FALSE | 0 | FALSE | 0 | FALSE | 0 | FALSE | 0 | FALSE | 0 | FALSE | 0 | FALSE | 0 | FALSE | 0 | FALSE | 0 | FALSE | 0 | FALSE | 0 | FALSE | 0 | FALSE | 0 | FALSE | 0 | FALSE | 0 | FALSE | 0 | FALSE | 0 | FALSE | 0 | FALSE | 0 | FALSE | 0 | FALSE | 0 | FALSE | 0 | FALSE | 0 | FALSE | 0 | FALSE | 0 | FALSE | 0 | FALSE | 0 | FALSE | 0 | TRUE | 900 | FALSE | 0 | FALSE | 0 | FALSE | 0 | FALSE | 0 | FALSE | 0 | FALSE | 0 | FALSE | 0 | FALSE | 0 | FALSE | 0 | FALSE | 0 | FALSE | 0 | FALSE | 0 | FALSE | 0 | FALSE | 0 | FALSE | 0 | FALSE | 0 | FALSE | 0 | FALSE | 0 | FALSE | 0 | FALSE | 0
50 |  | 0 | 1374 | FALSE | 0 | FALSE | 0 | FALSE | 0 | FALSE | 0 | FALSE | 0 | FALSE | 0 | FALSE | 0 | FALSE | 0 | FALSE | 0 | FALSE | 0 | FALSE | 0 | FALSE | 0 | FALSE | 0 | FALSE | 0 | FALSE | 0 | FALSE | 0 | FALSE | 0 | FALSE | 0 | FALSE | 0 | FALSE | 0 | FALSE | 0 | FALSE | 0 | FALSE | 0 | FALSE | 0 | FALSE | 0 | FALSE | 0 | FALSE | 0 | FALSE | 0 | FALSE | 0 | FALSE | 0 | TRUE | 900 | FALSE | 0 | FALSE | 0 | FALSE | 0 | FALSE | 0 | FALSE | 0 | FALSE | 0 | FALSE | 0 | FALSE | 0 | FALSE | 0 | FALSE | 0 | FALSE | 0 | FALSE | 0 | FALSE | 0 | FALSE | 0 | FALSE | 0 | FALSE | 0 | FALSE | 0 | FALSE | 0 | FALSE | 0 | FALSE | 0
50 |  | 0 | 1373 | FALSE | 0 | FALSE | 0 | FALSE | 0 | FALSE | 0 | FALSE | 0 | FALSE | 0 | FALSE | 0 | FALSE | 0 | FALSE | 0 | FALSE | 0 | FALSE | 0 | FALSE | 0 | FALSE | 0 | FALSE | 0 | FALSE | 0 | FALSE | 0 | FALSE | 0 | FALSE | 0 | FALSE | 0 | FALSE | 0 | FALSE | 0 | FALSE | 0 | FALSE | 0 | FALSE | 0 | FALSE | 0 | FALSE | 0 | FALSE | 0 | FALSE | 0 | FALSE | 0 | FALSE | 0 | TRUE | 900 | FALSE | 0 | FALSE | 0 | FALSE | 0 | FALSE | 0 | FALSE | 0 | FALSE | 0 | FALSE | 0 | FALSE | 0 | FALSE | 0 | FALSE | 0 | FALSE | 0 | FALSE | 0 | FALSE | 0 | FALSE | 0 | FALSE | 0 | FALSE | 0 | FALSE | 0 | FALSE | 0 | FALSE | 0 | FALSE | 0
50 |  | 0 | 1372 | FALSE | 0 | FALSE | 0 | FALSE | 0 | FALSE | 0 | FALSE | 0 | FALSE | 0 | FALSE | 0 | FALSE | 0 | FALSE | 0 | FALSE | 0 | FALSE | 0 | FALSE | 0 | FALSE | 0 | FALSE | 0 | FALSE | 0 | FALSE | 0 | FALSE | 0 | FALSE | 0 | FALSE | 0 | FALSE | 0 | FALSE | 0 | FALSE | 0 | FALSE | 0 | FALSE | 0 | FALSE | 0 | FALSE | 0 | FALSE | 0 | FALSE | 0 | FALSE | 0 | FALSE | 0 | TRUE | 900 | FALSE | 0 | FALSE | 0 | FALSE | 0 | FALSE | 0 | FALSE | 0 | FALSE | 0 | FALSE | 0 | FALSE | 0 | FALSE | 0 | FALSE | 0 | FALSE | 0 | FALSE | 0 | FALSE | 0 | FALSE | 0 | FALSE | 0 | FALSE | 0 | FALSE | 0 | FALSE | 0 | FALSE | 0 | FALSE | 0
50 |  | 0 | 1371 | FALSE | 0 | FALSE | 0 | FALSE | 0 | FALSE | 0 | FALSE | 0 | FALSE | 0 | FALSE | 0 | FALSE | 0 | FALSE | 0 | FALSE | 0 | FALSE | 0 | FALSE | 0 | FALSE | 0 | FALSE | 0 | FALSE | 0 | FALSE | 0 | FALSE | 0 | FALSE | 0 | FALSE | 0 | FALSE | 0 | FALSE | 0 | FALSE | 0 | FALSE | 0 | FALSE | 0 | FALSE | 0 | FALSE | 0 | FALSE | 0 | FALSE | 0 | FALSE | 0 | FALSE | 0 | TRUE | 900 | FALSE | 0 | FALSE | 0 | FALSE | 0 | FALSE | 0 | FALSE | 0 | FALSE | 0 | FALSE | 0 | FALSE | 0 | FALSE | 0 | FALSE | 0 | FALSE | 0 | FALSE | 0 | FALSE | 0 | FALSE | 0 | FALSE | 0 | FALSE | 0 | FALSE | 0 | FALSE | 0 | FALSE | 0 | FALSE | 0
50 |  | 0 | 1370 | FALSE | 0 | FALSE | 0 | FALSE | 0 | FALSE | 0 | FALSE | 0 | FALSE | 0 | FALSE | 0 | FALSE | 0 | FALSE | 0 | FALSE | 0 | FALSE | 0 | FALSE | 0 | FALSE | 0 | FALSE | 0 | FALSE | 0 | FALSE | 0 | FALSE | 0 | FALSE | 0 | FALSE | 0 | FALSE | 0 | FALSE | 0 | FALSE | 0 | FALSE | 0 | FALSE | 0 | FALSE | 0 | FALSE | 0 | FALSE | 0 | FALSE | 0 | FALSE | 0 | FALSE | 0 | TRUE | 900 | FALSE | 0 | FALSE | 0 | FALSE | 0 | FALSE | 0 | FALSE | 0 | FALSE | 0 | FALSE | 0 | FALSE | 0 | FALSE | 0 | FALSE | 0 | FALSE | 0 | FALSE | 0 | FALSE | 0 | FALSE | 0 | FALSE | 0 | FALSE | 0 | FALSE | 0 | FALSE | 0 | FALSE | 0 | FALSE | 0
50 |  | 0 | 1369 | FALSE | 0 | FALSE | 0 | FALSE | 0 | FALSE | 0 | FALSE | 0 | FALSE | 0 | FALSE | 0 | FALSE | 0 | FALSE | 0 | FALSE | 0 | FALSE | 0 | FALSE | 0 | FALSE | 0 | FALSE | 0 | FALSE | 0 | FALSE | 0 | FALSE | 0 | FALSE | 0 | FALSE | 0 | FALSE | 0 | FALSE | 0 | FALSE | 0 | FALSE | 0 | FALSE | 0 | FALSE | 0 | FALSE | 0 | FALSE | 0 | FALSE | 0 | FALSE | 0 | FALSE | 0 | TRUE | 900 | FALSE | 0 | FALSE | 0 | FALSE | 0 | FALSE | 0 | FALSE | 0 | FALSE | 0 | FALSE | 0 | FALSE | 0 | FALSE | 0 | FALSE | 0 | FALSE | 0 | FALSE | 0 | FALSE | 0 | FALSE | 0 | FALSE | 0 | FALSE | 0 | FALSE | 0 | FALSE | 0 | FALSE | 0 | FALSE | 0
50 |  | 0 | 1368 | FALSE | 0 | FALSE | 0 | FALSE | 0 | FALSE | 0 | FALSE | 0 | FALSE | 0 | FALSE | 0 | FALSE | 0 | FALSE | 0 | FALSE | 0 | FALSE | 0 | FALSE | 0 | FALSE | 0 | FALSE | 0 | FALSE | 0 | FALSE | 0 | FALSE | 0 | FALSE | 0 | FALSE | 0 | FALSE | 0 | FALSE | 0 | FALSE | 0 | FALSE | 0 | FALSE | 0 | FALSE | 0 | FALSE | 0 | FALSE | 0 | FALSE | 0 | FALSE | 0 | FALSE | 0 | TRUE | 900 | FALSE | 0 | FALSE | 0 | FALSE | 0 | FALSE | 0 | FALSE | 0 | FALSE | 0 | FALSE | 0 | FALSE | 0 | FALSE | 0 | FALSE | 0 | FALSE | 0 | FALSE | 0 | FALSE | 0 | FALSE | 0 | FALSE | 0 | FALSE | 0 | FALSE | 0 | FALSE | 0 | FALSE | 0 | FALSE | 0
50 |  | 0 | 1367 | FALSE | 0 | FALSE | 0 | FALSE | 0 | FALSE | 0 | FALSE | 0 | FALSE | 0 | FALSE | 0 | FALSE | 0 | FALSE | 0 | FALSE | 0 | FALSE | 0 | FALSE | 0 | FALSE | 0 | FALSE | 0 | FALSE | 0 | FALSE | 0 | FALSE | 0 | FALSE | 0 | FALSE | 0 | FALSE | 0 | FALSE | 0 | FALSE | 0 | FALSE | 0 | FALSE | 0 | FALSE | 0 | FALSE | 0 | FALSE | 0 | FALSE | 0 | FALSE | 0 | FALSE | 0 | TRUE | 900 | FALSE | 0 | FALSE | 0 | FALSE | 0 | FALSE | 0 | FALSE | 0 | FALSE | 0 | FALSE | 0 | FALSE | 0 | FALSE | 0 | FALSE | 0 | FALSE | 0 | FALSE | 0 | FALSE | 0 | FALSE | 0 | FALSE | 0 | FALSE | 0 | FALSE | 0 | FALSE | 0 | FALSE | 0 | FALSE | 0
50 |  | 0 | 1366 | FALSE | 0 | FALSE | 0 | FALSE | 0 | FALSE | 0 | FALSE | 0 | FALSE | 0 | FALSE | 0 | FALSE | 0 | FALSE | 0 | FALSE | 0 | FALSE | 0 | FALSE | 0 | FALSE | 0 | FALSE | 0 | FALSE | 0 | FALSE | 0 | FALSE | 0 | FALSE | 0 | FALSE | 0 | FALSE | 0 | FALSE | 0 | FALSE | 0 | FALSE | 0 | FALSE | 0 | FALSE | 0 | FALSE | 0 | FALSE | 0 | FALSE | 0 | FALSE | 0 | FALSE | 0 | TRUE | 900 | FALSE | 0 | FALSE | 0 | FALSE | 0 | FALSE | 0 | FALSE | 0 | FALSE | 0 | FALSE | 0 | FALSE | 0 | FALSE | 0 | FALSE | 0 | FALSE | 0 | FALSE | 0 | FALSE | 0 | FALSE | 0 | FALSE | 0 | FALSE | 0 | FALSE | 0 | FALSE | 0 | FALSE | 0 | FALSE | 0
50 |  | 0 | 1365 | FALSE | 0 | FALSE | 0 | FALSE | 0 | FALSE | 0 | FALSE | 0 | FALSE | 0 | FALSE | 0 | FALSE | 0 | FALSE | 0 | FALSE | 0 | FALSE | 0 | FALSE | 0 | FALSE | 0 | FALSE | 0 | FALSE | 0 | FALSE | 0 | FALSE | 0 | FALSE | 0 | FALSE | 0 | FALSE | 0 | FALSE | 0 | FALSE | 0 | FALSE | 0 | FALSE | 0 | FALSE | 0 | FALSE | 0 | FALSE | 0 | FALSE | 0 | FALSE | 0 | FALSE | 0 | TRUE | 900 | FALSE | 0 | FALSE | 0 | FALSE | 0 | FALSE | 0 | FALSE | 0 | FALSE | 0 | FALSE | 0 | FALSE | 0 | FALSE | 0 | FALSE | 0 | FALSE | 0 | FALSE | 0 | FALSE | 0 | FALSE | 0 | FALSE | 0 | FALSE | 0 | FALSE | 0 | FALSE | 0 | FALSE | 0 | FALSE | 0
50 |  | 0 | 1364 | FALSE | 0 | FALSE | 0 | FALSE | 0 | FALSE | 0 | FALSE | 0 | FALSE | 0 | FALSE | 0 | FALSE | 0 | FALSE | 0 | FALSE | 0 | FALSE | 0 | FALSE | 0 | FALSE | 0 | FALSE | 0 | FALSE | 0 | FALSE | 0 | FALSE | 0 | FALSE | 0 | FALSE | 0 | FALSE | 0 | FALSE | 0 | FALSE | 0 | FALSE | 0 | FALSE | 0 | FALSE | 0 | FALSE | 0 | FALSE | 0 | FALSE | 0 | FALSE | 0 | FALSE | 0 | TRUE | 900 | FALSE | 0 | FALSE | 0 | FALSE | 0 | FALSE | 0 | FALSE | 0 | FALSE | 0 | FALSE | 0 | FALSE | 0 | FALSE | 0 | FALSE | 0 | FALSE | 0 | FALSE | 0 | FALSE | 0 | FALSE | 0 | FALSE | 0 | FALSE | 0 | FALSE | 0 | FALSE | 0 | FALSE | 0 | FALSE | 0
50 |  | 0 | 1363 | FALSE | 0 | FALSE | 0 | FALSE | 0 | FALSE | 0 | FALSE | 0 | FALSE | 0 | FALSE | 0 | FALSE | 0 | FALSE | 0 | FALSE | 0 | FALSE | 0 | FALSE | 0 | FALSE | 0 | FALSE | 0 | FALSE | 0 | FALSE | 0 | FALSE | 0 | FALSE | 0 | FALSE | 0 | FALSE | 0 | FALSE | 0 | FALSE | 0 | FALSE | 0 | FALSE | 0 | FALSE | 0 | FALSE | 0 | FALSE | 0 | FALSE | 0 | FALSE | 0 | FALSE | 0 | TRUE | 900 | FALSE | 0 | FALSE | 0 | FALSE | 0 | FALSE | 0 | FALSE | 0 | FALSE | 0 | FALSE | 0 | FALSE | 0 | FALSE | 0 | FALSE | 0 | FALSE | 0 | FALSE | 0 | FALSE | 0 | FALSE | 0 | FALSE | 0 | FALSE | 0 | FALSE | 0 | FALSE | 0 | FALSE | 0 | FALSE | 0
50 |  | 0 | 1362 | FALSE | 0 | FALSE | 0 | FALSE | 0 | FALSE | 0 | FALSE | 0 | FALSE | 0 | FALSE | 0 | FALSE | 0 | FALSE | 0 | FALSE | 0 | FALSE | 0 | FALSE | 0 | FALSE | 0 | FALSE | 0 | FALSE | 0 | FALSE | 0 | FALSE | 0 | FALSE | 0 | FALSE | 0 | FALSE | 0 | FALSE | 0 | FALSE | 0 | FALSE | 0 | FALSE | 0 | FALSE | 0 | FALSE | 0 | FALSE | 0 | FALSE | 0 | FALSE | 0 | FALSE | 0 | TRUE | 900 | FALSE | 0 | FALSE | 0 | FALSE | 0 | FALSE | 0 | FALSE | 0 | FALSE | 0 | FALSE | 0 | FALSE | 0 | FALSE | 0 | FALSE | 0 | FALSE | 0 | FALSE | 0 | FALSE | 0 | FALSE | 0 | FALSE | 0 | FALSE | 0 | FALSE | 0 | FALSE | 0 | FALSE | 0 | FALSE | 0
50 |  | 0 | 1361 | FALSE | 0 | FALSE | 0 | FALSE | 0 | FALSE | 0 | FALSE | 0 | FALSE | 0 | FALSE | 0 | FALSE | 0 | FALSE | 0 | FALSE | 0 | FALSE | 0 | FALSE | 0 | FALSE | 0 | FALSE | 0 | FALSE | 0 | FALSE | 0 | FALSE | 0 | FALSE | 0 | FALSE | 0 | FALSE | 0 | FALSE | 0 | FALSE | 0 | FALSE | 0 | FALSE | 0 | FALSE | 0 | FALSE | 0 | FALSE | 0 | FALSE | 0 | FALSE | 0 | FALSE | 0 | TRUE | 900 | FALSE | 0 | FALSE | 0 | FALSE | 0 | FALSE | 0 | FALSE | 0 | FALSE | 0 | FALSE | 0 | FALSE | 0 | FALSE | 0 | FALSE | 0 | FALSE | 0 | FALSE | 0 | FALSE | 0 | FALSE | 0 | FALSE | 0 | FALSE | 0 | FALSE | 0 | FALSE | 0 | FALSE | 0 | FALSE | 0
50 |  | 0 | 1360 | FALSE | 0 | FALSE | 0 | FALSE | 0 | FALSE | 0 | FALSE | 0 | FALSE | 0 | FALSE | 0 | FALSE | 0 | FALSE | 0 | FALSE | 0 | FALSE | 0 | FALSE | 0 | FALSE | 0 | FALSE | 0 | FALSE | 0 | FALSE | 0 | FALSE | 0 | FALSE | 0 | FALSE | 0 | FALSE | 0 | FALSE | 0 | FALSE | 0 | FALSE | 0 | FALSE | 0 | FALSE | 0 | FALSE | 0 | FALSE | 0 | FALSE | 0 | FALSE | 0 | FALSE | 0 | TRUE | 900 | FALSE | 0 | FALSE | 0 | FALSE | 0 | FALSE | 0 | FALSE | 0 | FALSE | 0 | FALSE | 0 | FALSE | 0 | FALSE | 0 | FALSE | 0 | FALSE | 0 | FALSE | 0 | FALSE | 0 | FALSE | 0 | FALSE | 0 | FALSE | 0 | FALSE | 0 | FALSE | 0 | FALSE | 0 | FALSE | 0
50 |  | 0 | 1359 | FALSE | 0 | FALSE | 0 | FALSE | 0 | FALSE | 0 | FALSE | 0 | FALSE | 0 | FALSE | 0 | FALSE | 0 | FALSE | 0 | FALSE | 0 | FALSE | 0 | FALSE | 0 | FALSE | 0 | FALSE | 0 | FALSE | 0 | FALSE | 0 | FALSE | 0 | FALSE | 0 | FALSE | 0 | FALSE | 0 | FALSE | 0 | FALSE | 0 | FALSE | 0 | FALSE | 0 | FALSE | 0 | FALSE | 0 | FALSE | 0 | FALSE | 0 | FALSE | 0 | FALSE | 0 | TRUE | 900 | FALSE | 0 | FALSE | 0 | FALSE | 0 | FALSE | 0 | FALSE | 0 | FALSE | 0 | FALSE | 0 | FALSE | 0 | FALSE | 0 | FALSE | 0 | FALSE | 0 | FALSE | 0 | FALSE | 0 | FALSE | 0 | FALSE | 0 | FALSE | 0 | FALSE | 0 | FALSE | 0 | FALSE | 0 | FALSE | 0
50 |  | 0 | 1358 | FALSE | 0 | FALSE | 0 | FALSE | 0 | FALSE | 0 | FALSE | 0 | FALSE | 0 | FALSE | 0 | FALSE | 0 | FALSE | 0 | FALSE | 0 | FALSE | 0 | FALSE | 0 | FALSE | 0 | FALSE | 0 | FALSE | 0 | FALSE | 0 | FALSE | 0 | FALSE | 0 | FALSE | 0 | FALSE | 0 | FALSE | 0 | FALSE | 0 | FALSE | 0 | FALSE | 0 | FALSE | 0 | FALSE | 0 | FALSE | 0 | FALSE | 0 | FALSE | 0 | FALSE | 0 | TRUE | 900 | FALSE | 0 | FALSE | 0 | FALSE | 0 | FALSE | 0 | FALSE | 0 | FALSE | 0 | FALSE | 0 | FALSE | 0 | FALSE | 0 | FALSE | 0 | FALSE | 0 | FALSE | 0 | FALSE | 0 | FALSE | 0 | FALSE | 0 | FALSE | 0 | FALSE | 0 | FALSE | 0 | FALSE | 0 | FALSE | 0
50 |  | 0 | 1357 | FALSE | 0 | FALSE | 0 | FALSE | 0 | FALSE | 0 | FALSE | 0 | FALSE | 0 | FALSE | 0 | FALSE | 0 | FALSE | 0 | FALSE | 0 | FALSE | 0 | FALSE | 0 | FALSE | 0 | FALSE | 0 | FALSE | 0 | FALSE | 0 | FALSE | 0 | FALSE | 0 | FALSE | 0 | FALSE | 0 | FALSE | 0 | FALSE | 0 | FALSE | 0 | FALSE | 0 | FALSE | 0 | FALSE | 0 | FALSE | 0 | FALSE | 0 | FALSE | 0 | FALSE | 0 | TRUE | 900 | FALSE | 0 | FALSE | 0 | FALSE | 0 | FALSE | 0 | FALSE | 0 | FALSE | 0 | FALSE | 0 | FALSE | 0 | FALSE | 0 | FALSE | 0 | FALSE | 0 | FALSE | 0 | FALSE | 0 | FALSE | 0 | FALSE | 0 | FALSE | 0 | FALSE | 0 | FALSE | 0 | FALSE | 0 | FALSE | 0
50 |  | 0 | 1356 | FALSE | 0 | FALSE | 0 | FALSE | 0 | FALSE | 0 | FALSE | 0 | FALSE | 0 | FALSE | 0 | FALSE | 0 | FALSE | 0 | FALSE | 0 | FALSE | 0 | FALSE | 0 | FALSE | 0 | FALSE | 0 | FALSE | 0 | FALSE | 0 | FALSE | 0 | FALSE | 0 | FALSE | 0 | FALSE | 0 | FALSE | 0 | FALSE | 0 | FALSE | 0 | FALSE | 0 | FALSE | 0 | FALSE | 0 | FALSE | 0 | FALSE | 0 | FALSE | 0 | FALSE | 0 | TRUE | 900 | FALSE | 0 | FALSE | 0 | FALSE | 0 | FALSE | 0 | FALSE | 0 | FALSE | 0 | FALSE | 0 | FALSE | 0 | FALSE | 0 | FALSE | 0 | FALSE | 0 | FALSE | 0 | FALSE | 0 | FALSE | 0 | FALSE | 0 | FALSE | 0 | FALSE | 0 | FALSE | 0 | FALSE | 0 | FALSE | 0
50 |  | 0 | 1355 | FALSE | 0 | FALSE | 0 | FALSE | 0 | FALSE | 0 | FALSE | 0 | FALSE | 0 | FALSE | 0 | FALSE | 0 | FALSE | 0 | FALSE | 0 | FALSE | 0 | FALSE | 0 | FALSE | 0 | FALSE | 0 | FALSE | 0 | FALSE | 0 | FALSE | 0 | FALSE | 0 | FALSE | 0 | FALSE | 0 | FALSE | 0 | FALSE | 0 | FALSE | 0 | FALSE | 0 | FALSE | 0 | FALSE | 0 | FALSE | 0 | FALSE | 0 | FALSE | 0 | FALSE | 0 | TRUE | 900 | FALSE | 0 | FALSE | 0 | FALSE | 0 | FALSE | 0 | FALSE | 0 | FALSE | 0 | FALSE | 0 | FALSE | 0 | FALSE | 0 | FALSE | 0 | FALSE | 0 | FALSE | 0 | FALSE | 0 | FALSE | 0 | FALSE | 0 | FALSE | 0 | FALSE | 0 | FALSE | 0 | FALSE | 0 | FALSE | 0
50 |  | 0 | 1354 | FALSE | 0 | FALSE | 0 | FALSE | 0 | FALSE | 0 | FALSE | 0 | FALSE | 0 | FALSE | 0 | FALSE | 0 | FALSE | 0 | FALSE | 0 | FALSE | 0 | FALSE | 0 | FALSE | 0 | FALSE | 0 | FALSE | 0 | FALSE | 0 | FALSE | 0 | FALSE | 0 | FALSE | 0 | FALSE | 0 | FALSE | 0 | FALSE | 0 | FALSE | 0 | FALSE | 0 | FALSE | 0 | FALSE | 0 | FALSE | 0 | FALSE | 0 | FALSE | 0 | FALSE | 0 | TRUE | 900 | FALSE | 0 | FALSE | 0 | FALSE | 0 | FALSE | 0 | FALSE | 0 | FALSE | 0 | FALSE | 0 | FALSE | 0 | FALSE | 0 | FALSE | 0 | FALSE | 0 | FALSE | 0 | FALSE | 0 | FALSE | 0 | FALSE | 0 | FALSE | 0 | FALSE | 0 | FALSE | 0 | FALSE | 0 | FALSE | 0
50 |  | 0 | 1353 | FALSE | 0 | FALSE | 0 | FALSE | 0 | FALSE | 0 | FALSE | 0 | FALSE | 0 | FALSE | 0 | FALSE | 0 | FALSE | 0 | FALSE | 0 | FALSE | 0 | FALSE | 0 | FALSE | 0 | FALSE | 0 | FALSE | 0 | FALSE | 0 | FALSE | 0 | FALSE | 0 | FALSE | 0 | FALSE | 0 | FALSE | 0 | FALSE | 0 | FALSE | 0 | FALSE | 0 | FALSE | 0 | FALSE | 0 | FALSE | 0 | FALSE | 0 | FALSE | 0 | FALSE | 0 | TRUE | 900 | FALSE | 0 | FALSE | 0 | FALSE | 0 | FALSE | 0 | FALSE | 0 | FALSE | 0 | FALSE | 0 | FALSE | 0 | FALSE | 0 | FALSE | 0 | FALSE | 0 | FALSE | 0 | FALSE | 0 | FALSE | 0 | FALSE | 0 | FALSE | 0 | FALSE | 0 | FALSE | 0 | FALSE | 0 | FALSE | 0
50 |  | 0 | 1352 | FALSE | 0 | FALSE | 0 | FALSE | 0 | FALSE | 0 | FALSE | 0 | FALSE | 0 | FALSE | 0 | FALSE | 0 | FALSE | 0 | FALSE | 0 | FALSE | 0 | FALSE | 0 | FALSE | 0 | FALSE | 0 | FALSE | 0 | FALSE | 0 | FALSE | 0 | FALSE | 0 | FALSE | 0 | FALSE | 0 | FALSE | 0 | FALSE | 0 | FALSE | 0 | FALSE | 0 | FALSE | 0 | FALSE | 0 | FALSE | 0 | FALSE | 0 | FALSE | 0 | FALSE | 0 | TRUE | 900 | FALSE | 0 | FALSE | 0 | FALSE | 0 | FALSE | 0 | FALSE | 0 | FALSE | 0 | FALSE | 0 | FALSE | 0 | FALSE | 0 | FALSE | 0 | FALSE | 0 | FALSE | 0 | FALSE | 0 | FALSE | 0 | FALSE | 0 | FALSE | 0 | FALSE | 0 | FALSE | 0 | FALSE | 0 | FALSE | 0
50 |  | 0 | 1351 | FALSE | 0 | FALSE | 0 | FALSE | 0 | FALSE | 0 | FALSE | 0 | FALSE | 0 | FALSE | 0 | FALSE | 0 | FALSE | 0 | FALSE | 0 | FALSE | 0 | FALSE | 0 | FALSE | 0 | FALSE | 0 | FALSE | 0 | FALSE | 0 | FALSE | 0 | FALSE | 0 | FALSE | 0 | FALSE | 0 | FALSE | 0 | FALSE | 0 | FALSE | 0 | FALSE | 0 | FALSE | 0 | FALSE | 0 | FALSE | 0 | FALSE | 0 | FALSE | 0 | FALSE | 0 | TRUE | 900 | FALSE | 0 | FALSE | 0 | FALSE | 0 | FALSE | 0 | FALSE | 0 | FALSE | 0 | FALSE | 0 | FALSE | 0 | FALSE | 0 | FALSE | 0 | FALSE | 0 | FALSE | 0 | FALSE | 0 | FALSE | 0 | FALSE | 0 | FALSE | 0 | FALSE | 0 | FALSE | 0 | FALSE | 0 | FALSE | 0
50 |  | 0 | 1350 | FALSE | 0 | FALSE | 0 | FALSE | 0 | FALSE | 0 | FALSE | 0 | FALSE | 0 | FALSE | 0 | FALSE | 0 | FALSE | 0 | FALSE | 0 | FALSE | 0 | FALSE | 0 | FALSE | 0 | FALSE | 0 | FALSE | 0 | FALSE | 0 | FALSE | 0 | FALSE | 0 | FALSE | 0 | FALSE | 0 | FALSE | 0 | FALSE | 0 | FALSE | 0 | FALSE | 0 | FALSE | 0 | FALSE | 0 | FALSE | 0 | FALSE | 0 | FALSE | 0 | FALSE | 0 | TRUE | 900 | FALSE | 0 | FALSE | 0 | FALSE | 0 | FALSE | 0 | FALSE | 0 | FALSE | 0 | FALSE | 0 | FALSE | 0 | FALSE | 0 | FALSE | 0 | FALSE | 0 | FALSE | 0 | FALSE | 0 | FALSE | 0 | FALSE | 0 | FALSE | 0 | FALSE | 0 | FALSE | 0 | FALSE | 0 | FALSE | 0
50 |  | 0 | 1349 | FALSE | 0 | FALSE | 0 | FALSE | 0 | FALSE | 0 | FALSE | 0 | FALSE | 0 | FALSE | 0 | FALSE | 0 | FALSE | 0 | FALSE | 0 | FALSE | 0 | FALSE | 0 | FALSE | 0 | FALSE | 0 | FALSE | 0 | FALSE | 0 | FALSE | 0 | FALSE | 0 | FALSE | 0 | FALSE | 0 | FALSE | 0 | FALSE | 0 | FALSE | 0 | FALSE | 0 | FALSE | 0 | FALSE | 0 | FALSE | 0 | FALSE | 0 | FALSE | 0 | FALSE | 0 | TRUE | 900 | FALSE | 0 | FALSE | 0 | FALSE | 0 | FALSE | 0 | FALSE | 0 | FALSE | 0 | FALSE | 0 | FALSE | 0 | FALSE | 0 | FALSE | 0 | FALSE | 0 | FALSE | 0 | FALSE | 0 | FALSE | 0 | FALSE | 0 | FALSE | 0 | FALSE | 0 | FALSE | 0 | FALSE | 0 | FALSE | 0
50 |  | 0 | 1348 | FALSE | 0 | FALSE | 0 | FALSE | 0 | FALSE | 0 | FALSE | 0 | FALSE | 0 | FALSE | 0 | FALSE | 0 | FALSE | 0 | FALSE | 0 | FALSE | 0 | FALSE | 0 | FALSE | 0 | FALSE | 0 | FALSE | 0 | FALSE | 0 | FALSE | 0 | FALSE | 0 | FALSE | 0 | FALSE | 0 | FALSE | 0 | FALSE | 0 | FALSE | 0 | FALSE | 0 | FALSE | 0 | FALSE | 0 | FALSE | 0 | FALSE | 0 | FALSE | 0 | FALSE | 0 | TRUE | 900 | FALSE | 0 | FALSE | 0 | FALSE | 0 | FALSE | 0 | FALSE | 0 | FALSE | 0 | FALSE | 0 | FALSE | 0 | FALSE | 0 | FALSE | 0 | FALSE | 0 | FALSE | 0 | FALSE | 0 | FALSE | 0 | FALSE | 0 | FALSE | 0 | FALSE | 0 | FALSE | 0 | FALSE | 0 | FALSE | 0
50 |  | 0 | 1347 | FALSE | 0 | FALSE | 0 | FALSE | 0 | FALSE | 0 | FALSE | 0 | FALSE | 0 | FALSE | 0 | FALSE | 0 | FALSE | 0 | FALSE | 0 | FALSE | 0 | FALSE | 0 | FALSE | 0 | FALSE | 0 | FALSE | 0 | FALSE | 0 | FALSE | 0 | FALSE | 0 | FALSE | 0 | FALSE | 0 | FALSE | 0 | FALSE | 0 | FALSE | 0 | FALSE | 0 | FALSE | 0 | FALSE | 0 | FALSE | 0 | FALSE | 0 | FALSE | 0 | FALSE | 0 | TRUE | 900 | FALSE | 0 | FALSE | 0 | FALSE | 0 | FALSE | 0 | FALSE | 0 | FALSE | 0 | FALSE | 0 | FALSE | 0 | FALSE | 0 | FALSE | 0 | FALSE | 0 | FALSE | 0 | FALSE | 0 | FALSE | 0 | FALSE | 0 | FALSE | 0 | FALSE | 0 | FALSE | 0 | FALSE | 0 | FALSE | 0
50 |  | 0 | 1346 | FALSE | 0 | FALSE | 0 | FALSE | 0 | FALSE | 0 | FALSE | 0 | FALSE | 0 | FALSE | 0 | FALSE | 0 | FALSE | 0 | FALSE | 0 | FALSE | 0 | FALSE | 0 | FALSE | 0 | FALSE | 0 | FALSE | 0 | FALSE | 0 | FALSE | 0 | FALSE | 0 | FALSE | 0 | FALSE | 0 | FALSE | 0 | FALSE | 0 | FALSE | 0 | FALSE | 0 | FALSE | 0 | FALSE | 0 | FALSE | 0 | FALSE | 0 | FALSE | 0 | FALSE | 0 | TRUE | 900 | FALSE | 0 | FALSE | 0 | FALSE | 0 | FALSE | 0 | FALSE | 0 | FALSE | 0 | FALSE | 0 | FALSE | 0 | FALSE | 0 | FALSE | 0 | FALSE | 0 | FALSE | 0 | FALSE | 0 | FALSE | 0 | FALSE | 0 | FALSE | 0 | FALSE | 0 | FALSE | 0 | FALSE | 0 | FALSE | 0
50 |  | 0 | 1345 | FALSE | 0 | FALSE | 0 | FALSE | 0 | FALSE | 0 | FALSE | 0 | FALSE | 0 | FALSE | 0 | FALSE | 0 | FALSE | 0 | FALSE | 0 | FALSE | 0 | FALSE | 0 | FALSE | 0 | FALSE | 0 | FALSE | 0 | FALSE | 0 | FALSE | 0 | FALSE | 0 | FALSE | 0 | FALSE | 0 | FALSE | 0 | FALSE | 0 | FALSE | 0 | FALSE | 0 | FALSE | 0 | FALSE | 0 | FALSE | 0 | FALSE | 0 | FALSE | 0 | FALSE | 0 | TRUE | 900 | FALSE | 0 | FALSE | 0 | FALSE | 0 | FALSE | 0 | FALSE | 0 | FALSE | 0 | FALSE | 0 | FALSE | 0 | FALSE | 0 | FALSE | 0 | FALSE | 0 | FALSE | 0 | FALSE | 0 | FALSE | 0 | FALSE | 0 | FALSE | 0 | FALSE | 0 | FALSE | 0 | FALSE | 0 | FALSE | 0
50 |  | 0 | 1344 | FALSE | 0 | FALSE | 0 | FALSE | 0 | FALSE | 0 | FALSE | 0 | FALSE | 0 | FALSE | 0 | FALSE | 0 | FALSE | 0 | FALSE | 0 | FALSE | 0 | FALSE | 0 | FALSE | 0 | FALSE | 0 | FALSE | 0 | FALSE | 0 | FALSE | 0 | FALSE | 0 | FALSE | 0 | FALSE | 0 | FALSE | 0 | FALSE | 0 | FALSE | 0 | FALSE | 0 | FALSE | 0 | FALSE | 0 | FALSE | 0 | FALSE | 0 | FALSE | 0 | FALSE | 0 | TRUE | 900 | FALSE | 0 | FALSE | 0 | FALSE | 0 | FALSE | 0 | FALSE | 0 | FALSE | 0 | FALSE | 0 | FALSE | 0 | FALSE | 0 | FALSE | 0 | FALSE | 0 | FALSE | 0 | FALSE | 0 | FALSE | 0 | FALSE | 0 | FALSE | 0 | FALSE | 0 | FALSE | 0 | FALSE | 0 | FALSE | 0
50 |  | 0 | 1343 | FALSE | 0 | FALSE | 0 | FALSE | 0 | FALSE | 0 | FALSE | 0 | FALSE | 0 | FALSE | 0 | FALSE | 0 | FALSE | 0 | FALSE | 0 | FALSE | 0 | FALSE | 0 | FALSE | 0 | FALSE | 0 | FALSE | 0 | FALSE | 0 | FALSE | 0 | FALSE | 0 | FALSE | 0 | FALSE | 0 | FALSE | 0 | FALSE | 0 | FALSE | 0 | FALSE | 0 | FALSE | 0 | FALSE | 0 | FALSE | 0 | FALSE | 0 | FALSE | 0 | FALSE | 0 | TRUE | 900 | FALSE | 0 | FALSE | 0 | FALSE | 0 | FALSE | 0 | FALSE | 0 | FALSE | 0 | FALSE | 0 | FALSE | 0 | FALSE | 0 | FALSE | 0 | FALSE | 0 | FALSE | 0 | FALSE | 0 | FALSE | 0 | FALSE | 0 | FALSE | 0 | FALSE | 0 | FALSE | 0 | FALSE | 0 | FALSE | 0
50 |  | 0 | 1342 | FALSE | 0 | FALSE | 0 | FALSE | 0 | FALSE | 0 | FALSE | 0 | FALSE | 0 | FALSE | 0 | FALSE | 0 | FALSE | 0 | FALSE | 0 | FALSE | 0 | FALSE | 0 | FALSE | 0 | FALSE | 0 | FALSE | 0 | FALSE | 0 | FALSE | 0 | FALSE | 0 | FALSE | 0 | FALSE | 0 | FALSE | 0 | FALSE | 0 | FALSE | 0 | FALSE | 0 | FALSE | 0 | FALSE | 0 | FALSE | 0 | FALSE | 0 | FALSE | 0 | FALSE | 0 | TRUE | 900 | FALSE | 0 | FALSE | 0 | FALSE | 0 | FALSE | 0 | FALSE | 0 | FALSE | 0 | FALSE | 0 | FALSE | 0 | FALSE | 0 | FALSE | 0 | FALSE | 0 | FALSE | 0 | FALSE | 0 | FALSE | 0 | FALSE | 0 | FALSE | 0 | FALSE | 0 | FALSE | 0 | FALSE | 0 | FALSE | 0
50 |  | 0 | 1341 | FALSE | 0 | FALSE | 0 | FALSE | 0 | FALSE | 0 | FALSE | 0 | FALSE | 0 | FALSE | 0 | FALSE | 0 | FALSE | 0 | FALSE | 0 | FALSE | 0 | FALSE | 0 | FALSE | 0 | FALSE | 0 | FALSE | 0 | FALSE | 0 | FALSE | 0 | FALSE | 0 | FALSE | 0 | FALSE | 0 | FALSE | 0 | FALSE | 0 | FALSE | 0 | FALSE | 0 | FALSE | 0 | FALSE | 0 | FALSE | 0 | FALSE | 0 | FALSE | 0 | FALSE | 0 | TRUE | 900 | FALSE | 0 | FALSE | 0 | FALSE | 0 | FALSE | 0 | FALSE | 0 | FALSE | 0 | FALSE | 0 | FALSE | 0 | FALSE | 0 | FALSE | 0 | FALSE | 0 | FALSE | 0 | FALSE | 0 | FALSE | 0 | FALSE | 0 | FALSE | 0 | FALSE | 0 | FALSE | 0 | FALSE | 0 | FALSE | 0
50 |  | 0 | 1340 | FALSE | 0 | FALSE | 0 | FALSE | 0 | FALSE | 0 | FALSE | 0 | FALSE | 0 | FALSE | 0 | FALSE | 0 | FALSE | 0 | FALSE | 0 | FALSE | 0 | FALSE | 0 | FALSE | 0 | FALSE | 0 | FALSE | 0 | FALSE | 0 | FALSE | 0 | FALSE | 0 | FALSE | 0 | FALSE | 0 | FALSE | 0 | FALSE | 0 | FALSE | 0 | FALSE | 0 | FALSE | 0 | FALSE | 0 | FALSE | 0 | FALSE | 0 | FALSE | 0 | FALSE | 0 | TRUE | 900 | FALSE | 0 | FALSE | 0 | FALSE | 0 | FALSE | 0 | FALSE | 0 | FALSE | 0 | FALSE | 0 | FALSE | 0 | FALSE | 0 | FALSE | 0 | FALSE | 0 | FALSE | 0 | FALSE | 0 | FALSE | 0 | FALSE | 0 | FALSE | 0 | FALSE | 0 | FALSE | 0 | FALSE | 0 | FALSE | 0
50 |  | 0 | 1339 | FALSE | 0 | FALSE | 0 | FALSE | 0 | FALSE | 0 | FALSE | 0 | FALSE | 0 | FALSE | 0 | FALSE | 0 | FALSE | 0 | FALSE | 0 | FALSE | 0 | FALSE | 0 | FALSE | 0 | FALSE | 0 | FALSE | 0 | FALSE | 0 | FALSE | 0 | FALSE | 0 | FALSE | 0 | FALSE | 0 | FALSE | 0 | FALSE | 0 | FALSE | 0 | FALSE | 0 | FALSE | 0 | FALSE | 0 | FALSE | 0 | FALSE | 0 | FALSE | 0 | FALSE | 0 | TRUE | 900 | FALSE | 0 | FALSE | 0 | FALSE | 0 | FALSE | 0 | FALSE | 0 | FALSE | 0 | FALSE | 0 | FALSE | 0 | FALSE | 0 | FALSE | 0 | FALSE | 0 | FALSE | 0 | FALSE | 0 | FALSE | 0 | FALSE | 0 | FALSE | 0 | FALSE | 0 | FALSE | 0 | FALSE | 0 | FALSE | 0
50 |  | 0 | 1338 | FALSE | 0 | FALSE | 0 | FALSE | 0 | FALSE | 0 | FALSE | 0 | FALSE | 0 | FALSE | 0 | FALSE | 0 | FALSE | 0 | FALSE | 0 | FALSE | 0 | FALSE | 0 | FALSE | 0 | FALSE | 0 | FALSE | 0 | FALSE | 0 | FALSE | 0 | FALSE | 0 | FALSE | 0 | FALSE | 0 | FALSE | 0 | FALSE | 0 | FALSE | 0 | FALSE | 0 | FALSE | 0 | FALSE | 0 | FALSE | 0 | FALSE | 0 | FALSE | 0 | FALSE | 0 | TRUE | 900 | FALSE | 0 | FALSE | 0 | FALSE | 0 | FALSE | 0 | FALSE | 0 | FALSE | 0 | FALSE | 0 | FALSE | 0 | FALSE | 0 | FALSE | 0 | FALSE | 0 | FALSE | 0 | FALSE | 0 | FALSE | 0 | FALSE | 0 | FALSE | 0 | FALSE | 0 | FALSE | 0 | FALSE | 0 | FALSE | 0
50 |  | 0 | 1337 | FALSE | 0 | FALSE | 0 | FALSE | 0 | FALSE | 0 | FALSE | 0 | FALSE | 0 | FALSE | 0 | FALSE | 0 | FALSE | 0 | FALSE | 0 | FALSE | 0 | FALSE | 0 | FALSE | 0 | FALSE | 0 | FALSE | 0 | FALSE | 0 | FALSE | 0 | FALSE | 0 | FALSE | 0 | FALSE | 0 | FALSE | 0 | FALSE | 0 | FALSE | 0 | FALSE | 0 | FALSE | 0 | FALSE | 0 | FALSE | 0 | FALSE | 0 | FALSE | 0 | FALSE | 0 | TRUE | 900 | FALSE | 0 | FALSE | 0 | FALSE | 0 | FALSE | 0 | FALSE | 0 | FALSE | 0 | FALSE | 0 | FALSE | 0 | FALSE | 0 | FALSE | 0 | FALSE | 0 | FALSE | 0 | FALSE | 0 | FALSE | 0 | FALSE | 0 | FALSE | 0 | FALSE | 0 | FALSE | 0 | FALSE | 0 | FALSE | 0
50 |  | 0 | 1336 | FALSE | 0 | FALSE | 0 | FALSE | 0 | FALSE | 0 | FALSE | 0 | FALSE | 0 | FALSE | 0 | FALSE | 0 | FALSE | 0 | FALSE | 0 | FALSE | 0 | FALSE | 0 | FALSE | 0 | FALSE | 0 | FALSE | 0 | FALSE | 0 | FALSE | 0 | FALSE | 0 | FALSE | 0 | FALSE | 0 | FALSE | 0 | FALSE | 0 | FALSE | 0 | FALSE | 0 | FALSE | 0 | FALSE | 0 | FALSE | 0 | FALSE | 0 | FALSE | 0 | FALSE | 0 | TRUE | 900 | FALSE | 0 | FALSE | 0 | FALSE | 0 | FALSE | 0 | FALSE | 0 | FALSE | 0 | FALSE | 0 | FALSE | 0 | FALSE | 0 | FALSE | 0 | FALSE | 0 | FALSE | 0 | FALSE | 0 | FALSE | 0 | FALSE | 0 | FALSE | 0 | FALSE | 0 | FALSE | 0 | FALSE | 0 | FALSE | 0
50 |  | 0 | 1335 | FALSE | 0 | FALSE | 0 | FALSE | 0 | FALSE | 0 | FALSE | 0 | FALSE | 0 | FALSE | 0 | FALSE | 0 | FALSE | 0 | FALSE | 0 | FALSE | 0 | FALSE | 0 | FALSE | 0 | FALSE | 0 | FALSE | 0 | FALSE | 0 | FALSE | 0 | FALSE | 0 | FALSE | 0 | FALSE | 0 | FALSE | 0 | FALSE | 0 | FALSE | 0 | FALSE | 0 | FALSE | 0 | FALSE | 0 | FALSE | 0 | FALSE | 0 | FALSE | 0 | FALSE | 0 | TRUE | 900 | FALSE | 0 | FALSE | 0 | FALSE | 0 | FALSE | 0 | FALSE | 0 | FALSE | 0 | FALSE | 0 | FALSE | 0 | FALSE | 0 | FALSE | 0 | FALSE | 0 | FALSE | 0 | FALSE | 0 | FALSE | 0 | FALSE | 0 | FALSE | 0 | FALSE | 0 | FALSE | 0 | FALSE | 0 | FALSE | 0
50 |  | 0 | 1334 | FALSE | 0 | FALSE | 0 | FALSE | 0 | FALSE | 0 | FALSE | 0 | FALSE | 0 | FALSE | 0 | FALSE | 0 | FALSE | 0 | FALSE | 0 | FALSE | 0 | FALSE | 0 | FALSE | 0 | FALSE | 0 | FALSE | 0 | FALSE | 0 | FALSE | 0 | FALSE | 0 | FALSE | 0 | FALSE | 0 | FALSE | 0 | FALSE | 0 | FALSE | 0 | FALSE | 0 | FALSE | 0 | FALSE | 0 | FALSE | 0 | FALSE | 0 | FALSE | 0 | FALSE | 0 | TRUE | 900 | FALSE | 0 | FALSE | 0 | FALSE | 0 | FALSE | 0 | FALSE | 0 | FALSE | 0 | FALSE | 0 | FALSE | 0 | FALSE | 0 | FALSE | 0 | FALSE | 0 | FALSE | 0 | FALSE | 0 | FALSE | 0 | FALSE | 0 | FALSE | 0 | FALSE | 0 | FALSE | 0 | FALSE | 0 | FALSE | 0
50 |  | 0 | 1333 | FALSE | 0 | FALSE | 0 | FALSE | 0 | FALSE | 0 | FALSE | 0 | FALSE | 0 | FALSE | 0 | FALSE | 0 | FALSE | 0 | FALSE | 0 | FALSE | 0 | FALSE | 0 | FALSE | 0 | FALSE | 0 | FALSE | 0 | FALSE | 0 | FALSE | 0 | FALSE | 0 | FALSE | 0 | FALSE | 0 | FALSE | 0 | FALSE | 0 | FALSE | 0 | FALSE | 0 | FALSE | 0 | FALSE | 0 | FALSE | 0 | FALSE | 0 | FALSE | 0 | FALSE | 0 | TRUE | 900 | FALSE | 0 | FALSE | 0 | FALSE | 0 | FALSE | 0 | FALSE | 0 | FALSE | 0 | FALSE | 0 | FALSE | 0 | FALSE | 0 | FALSE | 0 | FALSE | 0 | FALSE | 0 | FALSE | 0 | FALSE | 0 | FALSE | 0 | FALSE | 0 | FALSE | 0 | FALSE | 0 | FALSE | 0 | FALSE | 0
50 |  | 0 | 1332 | FALSE | 0 | FALSE | 0 | FALSE | 0 | FALSE | 0 | FALSE | 0 | FALSE | 0 | FALSE | 0 | FALSE | 0 | FALSE | 0 | FALSE | 0 | FALSE | 0 | FALSE | 0 | FALSE | 0 | FALSE | 0 | FALSE | 0 | FALSE | 0 | FALSE | 0 | FALSE | 0 | FALSE | 0 | FALSE | 0 | FALSE | 0 | FALSE | 0 | FALSE | 0 | FALSE | 0 | FALSE | 0 | FALSE | 0 | FALSE | 0 | FALSE | 0 | FALSE | 0 | FALSE | 0 | TRUE | 900 | FALSE | 0 | FALSE | 0 | FALSE | 0 | FALSE | 0 | FALSE | 0 | FALSE | 0 | FALSE | 0 | FALSE | 0 | FALSE | 0 | FALSE | 0 | FALSE | 0 | FALSE | 0 | FALSE | 0 | FALSE | 0 | FALSE | 0 | FALSE | 0 | FALSE | 0 | FALSE | 0 | FALSE | 0 | FALSE | 0
50 |  | 0 | 1331 | FALSE | 0 | FALSE | 0 | FALSE | 0 | FALSE | 0 | FALSE | 0 | FALSE | 0 | FALSE | 0 | FALSE | 0 | FALSE | 0 | FALSE | 0 | FALSE | 0 | FALSE | 0 | FALSE | 0 | FALSE | 0 | FALSE | 0 | FALSE | 0 | FALSE | 0 | FALSE | 0 | FALSE | 0 | FALSE | 0 | FALSE | 0 | FALSE | 0 | FALSE | 0 | FALSE | 0 | FALSE | 0 | FALSE | 0 | FALSE | 0 | FALSE | 0 | FALSE | 0 | FALSE | 0 | TRUE | 900 | FALSE | 0 | FALSE | 0 | FALSE | 0 | FALSE | 0 | FALSE | 0 | FALSE | 0 | FALSE | 0 | FALSE | 0 | FALSE | 0 | FALSE | 0 | FALSE | 0 | FALSE | 0 | FALSE | 0 | FALSE | 0 | FALSE | 0 | FALSE | 0 | FALSE | 0 | FALSE | 0 | FALSE | 0 | FALSE | 0
50 |  | 0 | 1330 | FALSE | 0 | FALSE | 0 | FALSE | 0 | FALSE | 0 | FALSE | 0 | FALSE | 0 | FALSE | 0 | FALSE | 0 | FALSE | 0 | FALSE | 0 | FALSE | 0 | FALSE | 0 | FALSE | 0 | FALSE | 0 | FALSE | 0 | FALSE | 0 | FALSE | 0 | FALSE | 0 | FALSE | 0 | FALSE | 0 | FALSE | 0 | FALSE | 0 | FALSE | 0 | FALSE | 0 | FALSE | 0 | FALSE | 0 | FALSE | 0 | FALSE | 0 | FALSE | 0 | FALSE | 0 | TRUE | 900 | FALSE | 0 | FALSE | 0 | FALSE | 0 | FALSE | 0 | FALSE | 0 | FALSE | 0 | FALSE | 0 | FALSE | 0 | FALSE | 0 | FALSE | 0 | FALSE | 0 | FALSE | 0 | FALSE | 0 | FALSE | 0 | FALSE | 0 | FALSE | 0 | FALSE | 0 | FALSE | 0 | FALSE | 0 | FALSE | 0
50 |  | 0 | 1329 | FALSE | 0 | FALSE | 0 | FALSE | 0 | FALSE | 0 | FALSE | 0 | FALSE | 0 | FALSE | 0 | FALSE | 0 | FALSE | 0 | FALSE | 0 | FALSE | 0 | FALSE | 0 | FALSE | 0 | FALSE | 0 | FALSE | 0 | FALSE | 0 | FALSE | 0 | FALSE | 0 | FALSE | 0 | FALSE | 0 | FALSE | 0 | FALSE | 0 | FALSE | 0 | FALSE | 0 | FALSE | 0 | FALSE | 0 | FALSE | 0 | FALSE | 0 | FALSE | 0 | FALSE | 0 | TRUE | 900 | FALSE | 0 | FALSE | 0 | FALSE | 0 | FALSE | 0 | FALSE | 0 | FALSE | 0 | FALSE | 0 | FALSE | 0 | FALSE | 0 | FALSE | 0 | FALSE | 0 | FALSE | 0 | FALSE | 0 | FALSE | 0 | FALSE | 0 | FALSE | 0 | FALSE | 0 | FALSE | 0 | FALSE | 0 | FALSE | 0
50 |  | 0 | 1328 | FALSE | 0 | FALSE | 0 | FALSE | 0 | FALSE | 0 | FALSE | 0 | FALSE | 0 | FALSE | 0 | FALSE | 0 | FALSE | 0 | FALSE | 0 | FALSE | 0 | FALSE | 0 | FALSE | 0 | FALSE | 0 | FALSE | 0 | FALSE | 0 | FALSE | 0 | FALSE | 0 | FALSE | 0 | FALSE | 0 | FALSE | 0 | FALSE | 0 | FALSE | 0 | FALSE | 0 | FALSE | 0 | FALSE | 0 | FALSE | 0 | FALSE | 0 | FALSE | 0 | FALSE | 0 | TRUE | 900 | FALSE | 0 | FALSE | 0 | FALSE | 0 | FALSE | 0 | FALSE | 0 | FALSE | 0 | FALSE | 0 | FALSE | 0 | FALSE | 0 | FALSE | 0 | FALSE | 0 | FALSE | 0 | FALSE | 0 | FALSE | 0 | FALSE | 0 | FALSE | 0 | FALSE | 0 | FALSE | 0 | FALSE | 0 | FALSE | 0
50 |  | 0 | 1327 | FALSE | 0 | FALSE | 0 | FALSE | 0 | FALSE | 0 | FALSE | 0 | FALSE | 0 | FALSE | 0 | FALSE | 0 | FALSE | 0 | FALSE | 0 | FALSE | 0 | FALSE | 0 | FALSE | 0 | FALSE | 0 | FALSE | 0 | FALSE | 0 | FALSE | 0 | FALSE | 0 | FALSE | 0 | FALSE | 0 | FALSE | 0 | FALSE | 0 | FALSE | 0 | FALSE | 0 | FALSE | 0 | FALSE | 0 | FALSE | 0 | FALSE | 0 | FALSE | 0 | FALSE | 0 | TRUE | 900 | FALSE | 0 | FALSE | 0 | FALSE | 0 | FALSE | 0 | FALSE | 0 | FALSE | 0 | FALSE | 0 | FALSE | 0 | FALSE | 0 | FALSE | 0 | FALSE | 0 | FALSE | 0 | FALSE | 0 | FALSE | 0 | FALSE | 0 | FALSE | 0 | FALSE | 0 | FALSE | 0 | FALSE | 0 | FALSE | 0 | 750
50 |  | 0 | 1326 | FALSE | 0 | FALSE | 0 | FALSE | 0 | FALSE | 0 | FALSE | 0 | FALSE | 0 | FALSE | 0 | FALSE | 0 | FALSE | 0 | FALSE | 0 | FALSE | 0 | FALSE | 0 | FALSE | 0 | FALSE | 0 | FALSE | 0 | FALSE | 0 | FALSE | 0 | FALSE | 0 | FALSE | 0 | FALSE | 0 | FALSE | 0 | FALSE | 0 | FALSE | 0 | FALSE | 0 | FALSE | 0 | FALSE | 0 | FALSE | 0 | FALSE | 0 | FALSE | 0 | FALSE | 0 | TRUE | 900 | FALSE | 0 | FALSE | 0 | FALSE | 0 | FALSE | 0 | FALSE | 0 | FALSE | 0 | FALSE | 0 | FALSE | 0 | FALSE | 0 | FALSE | 0 | FALSE | 0 | FALSE | 0 | FALSE | 0 | FALSE | 0 | FALSE | 0 | FALSE | 0 | FALSE | 0 | FALSE | 0 | FALSE | 0 | FALSE | 0
50 |  | 0 | 1325 | FALSE | 0 | FALSE | 0 | FALSE | 0 | FALSE | 0 | FALSE | 0 | FALSE | 0 | FALSE | 0 | FALSE | 0 | FALSE | 0 | FALSE | 0 | FALSE | 0 | FALSE | 0 | FALSE | 0 | FALSE | 0 | FALSE | 0 | FALSE | 0 | FALSE | 0 | FALSE | 0 | FALSE | 0 | FALSE | 0 | FALSE | 0 | FALSE | 0 | FALSE | 0 | FALSE | 0 | FALSE | 0 | FALSE | 0 | FALSE | 0 | FALSE | 0 | FALSE | 0 | FALSE | 0 | TRUE | 900 | FALSE | 0 | FALSE | 0 | FALSE | 0 | FALSE | 0 | FALSE | 0 | FALSE | 0 | FALSE | 0 | FALSE | 0 | FALSE | 0 | FALSE | 0 | FALSE | 0 | FALSE | 0 | FALSE | 0 | FALSE | 0 | FALSE | 0 | FALSE | 0 | FALSE | 0 | FALSE | 0 | FALSE | 0 | FALSE | 0
50 |  | 0 | 1324 | FALSE | 0 | FALSE | 0 | FALSE | 0 | FALSE | 0 | FALSE | 0 | FALSE | 0 | FALSE | 0 | FALSE | 0 | FALSE | 0 | FALSE | 0 | FALSE | 0 | FALSE | 0 | FALSE | 0 | FALSE | 0 | FALSE | 0 | FALSE | 0 | FALSE | 0 | FALSE | 0 | FALSE | 0 | FALSE | 0 | FALSE | 0 | FALSE | 0 | FALSE | 0 | FALSE | 0 | FALSE | 0 | FALSE | 0 | FALSE | 0 | FALSE | 0 | FALSE | 0 | FALSE | 0 | TRUE | 900 | FALSE | 0 | FALSE | 0 | FALSE | 0 | FALSE | 0 | FALSE | 0 | FALSE | 0 | FALSE | 0 | FALSE | 0 | FALSE | 0 | FALSE | 0 | FALSE | 0 | FALSE | 0 | FALSE | 0 | FALSE | 0 | FALSE | 0 | FALSE | 0 | FALSE | 0 | FALSE | 0 | FALSE | 0 | FALSE | 0
50 |  | 0 | 1323 | FALSE | 0 | FALSE | 0 | FALSE | 0 | FALSE | 0 | FALSE | 0 | FALSE | 0 | FALSE | 0 | FALSE | 0 | FALSE | 0 | FALSE | 0 | FALSE | 0 | FALSE | 0 | FALSE | 0 | FALSE | 0 | FALSE | 0 | FALSE | 0 | FALSE | 0 | FALSE | 0 | FALSE | 0 | FALSE | 0 | FALSE | 0 | FALSE | 0 | FALSE | 0 | FALSE | 0 | FALSE | 0 | FALSE | 0 | FALSE | 0 | FALSE | 0 | FALSE | 0 | FALSE | 0 | TRUE | 900 | FALSE | 0 | FALSE | 0 | FALSE | 0 | FALSE | 0 | FALSE | 0 | FALSE | 0 | FALSE | 0 | FALSE | 0 | FALSE | 0 | FALSE | 0 | FALSE | 0 | FALSE | 0 | FALSE | 0 | FALSE | 0 | FALSE | 0 | FALSE | 0 | FALSE | 0 | FALSE | 0 | FALSE | 0 | FALSE | 0
50 |  | 0 | 1322 | FALSE | 0 | FALSE | 0 | FALSE | 0 | FALSE | 0 | FALSE | 0 | FALSE | 0 | FALSE | 0 | FALSE | 0 | FALSE | 0 | FALSE | 0 | FALSE | 0 | FALSE | 0 | FALSE | 0 | FALSE | 0 | FALSE | 0 | FALSE | 0 | FALSE | 0 | FALSE | 0 | FALSE | 0 | FALSE | 0 | FALSE | 0 | FALSE | 0 | FALSE | 0 | FALSE | 0 | FALSE | 0 | FALSE | 0 | FALSE | 0 | FALSE | 0 | FALSE | 0 | FALSE | 0 | TRUE | 900 | FALSE | 0 | FALSE | 0 | FALSE | 0 | FALSE | 0 | FALSE | 0 | FALSE | 0 | FALSE | 0 | FALSE | 0 | FALSE | 0 | FALSE | 0 | FALSE | 0 | FALSE | 0 | FALSE | 0 | FALSE | 0 | FALSE | 0 | FALSE | 0 | FALSE | 0 | FALSE | 0 | FALSE | 0 | FALSE | 0
50 |  | 0 | 1321 | FALSE | 0 | FALSE | 0 | FALSE | 0 | FALSE | 0 | FALSE | 0 | FALSE | 0 | FALSE | 0 | FALSE | 0 | FALSE | 0 | FALSE | 0 | FALSE | 0 | FALSE | 0 | FALSE | 0 | FALSE | 0 | FALSE | 0 | FALSE | 0 | FALSE | 0 | FALSE | 0 | FALSE | 0 | FALSE | 0 | FALSE | 0 | FALSE | 0 | FALSE | 0 | FALSE | 0 | FALSE | 0 | FALSE | 0 | FALSE | 0 | FALSE | 0 | FALSE | 0 | FALSE | 0 | TRUE | 900 | FALSE | 0 | FALSE | 0 | FALSE | 0 | FALSE | 0 | FALSE | 0 | FALSE | 0 | FALSE | 0 | FALSE | 0 | FALSE | 0 | FALSE | 0 | FALSE | 0 | FALSE | 0 | FALSE | 0 | FALSE | 0 | FALSE | 0 | FALSE | 0 | FALSE | 0 | FALSE | 0 | FALSE | 0 | FALSE | 0
50 |  | 0 | 1320 | FALSE | 0 | FALSE | 0 | FALSE | 0 | FALSE | 0 | FALSE | 0 | FALSE | 0 | FALSE | 0 | FALSE | 0 | FALSE | 0 | FALSE | 0 | FALSE | 0 | FALSE | 0 | FALSE | 0 | FALSE | 0 | FALSE | 0 | FALSE | 0 | FALSE | 0 | FALSE | 0 | FALSE | 0 | FALSE | 0 | FALSE | 0 | FALSE | 0 | FALSE | 0 | FALSE | 0 | FALSE | 0 | FALSE | 0 | FALSE | 0 | FALSE | 0 | FALSE | 0 | FALSE | 0 | TRUE | 900 | FALSE | 0 | FALSE | 0 | FALSE | 0 | FALSE | 0 | FALSE | 0 | FALSE | 0 | FALSE | 0 | FALSE | 0 | FALSE | 0 | FALSE | 0 | FALSE | 0 | FALSE | 0 | FALSE | 0 | FALSE | 0 | FALSE | 0 | FALSE | 0 | FALSE | 0 | FALSE | 0 | FALSE | 0 | FALSE | 0
50 |  | 0 | 1319 | FALSE | 0 | FALSE | 0 | FALSE | 0 | FALSE | 0 | FALSE | 0 | FALSE | 0 | FALSE | 0 | FALSE | 0 | FALSE | 0 | FALSE | 0 | FALSE | 0 | FALSE | 0 | FALSE | 0 | FALSE | 0 | FALSE | 0 | FALSE | 0 | FALSE | 0 | FALSE | 0 | FALSE | 0 | FALSE | 0 | FALSE | 0 | FALSE | 0 | FALSE | 0 | FALSE | 0 | FALSE | 0 | FALSE | 0 | FALSE | 0 | FALSE | 0 | FALSE | 0 | FALSE | 0 | TRUE | 900 | FALSE | 0 | FALSE | 0 | FALSE | 0 | FALSE | 0 | FALSE | 0 | FALSE | 0 | FALSE | 0 | FALSE | 0 | FALSE | 0 | FALSE | 0 | FALSE | 0 | FALSE | 0 | FALSE | 0 | FALSE | 0 | FALSE | 0 | FALSE | 0 | FALSE | 0 | FALSE | 0 | FALSE | 0 | FALSE | 0
50 |  | 0 | 1318 | FALSE | 0 | FALSE | 0 | FALSE | 0 | FALSE | 0 | FALSE | 0 | FALSE | 0 | FALSE | 0 | FALSE | 0 | FALSE | 0 | FALSE | 0 | FALSE | 0 | FALSE | 0 | FALSE | 0 | FALSE | 0 | FALSE | 0 | FALSE | 0 | FALSE | 0 | FALSE | 0 | FALSE | 0 | FALSE | 0 | FALSE | 0 | FALSE | 0 | FALSE | 0 | FALSE | 0 | FALSE | 0 | FALSE | 0 | FALSE | 0 | FALSE | 0 | FALSE | 0 | FALSE | 0 | TRUE | 900 | FALSE | 0 | FALSE | 0 | FALSE | 0 | FALSE | 0 | FALSE | 0 | FALSE | 0 | FALSE | 0 | FALSE | 0 | FALSE | 0 | FALSE | 0 | FALSE | 0 | FALSE | 0 | FALSE | 0 | FALSE | 0 | FALSE | 0 | FALSE | 0 | FALSE | 0 | FALSE | 0 | FALSE | 0 | FALSE | 0
50 |  | 0 | 1317 | FALSE | 0 | FALSE | 0 | FALSE | 0 | FALSE | 0 | FALSE | 0 | FALSE | 0 | FALSE | 0 | FALSE | 0 | FALSE | 0 | FALSE | 0 | FALSE | 0 | FALSE | 0 | FALSE | 0 | FALSE | 0 | FALSE | 0 | FALSE | 0 | FALSE | 0 | FALSE | 0 | FALSE | 0 | FALSE | 0 | FALSE | 0 | FALSE | 0 | FALSE | 0 | FALSE | 0 | FALSE | 0 | FALSE | 0 | FALSE | 0 | FALSE | 0 | FALSE | 0 | FALSE | 0 | TRUE | 900 | FALSE | 0 | FALSE | 0 | FALSE | 0 | FALSE | 0 | FALSE | 0 | FALSE | 0 | FALSE | 0 | FALSE | 0 | FALSE | 0 | FALSE | 0 | FALSE | 0 | FALSE | 0 | FALSE | 0 | FALSE | 0 | FALSE | 0 | FALSE | 0 | FALSE | 0 | FALSE | 0 | FALSE | 0 | FALSE | 0
50 |  | 0 | 1316 | FALSE | 0 | FALSE | 0 | FALSE | 0 | FALSE | 0 | FALSE | 0 | FALSE | 0 | FALSE | 0 | FALSE | 0 | FALSE | 0 | FALSE | 0 | FALSE | 0 | FALSE | 0 | FALSE | 0 | FALSE | 0 | FALSE | 0 | FALSE | 0 | FALSE | 0 | FALSE | 0 | FALSE | 0 | FALSE | 0 | FALSE | 0 | FALSE | 0 | FALSE | 0 | FALSE | 0 | FALSE | 0 | FALSE | 0 | FALSE | 0 | FALSE | 0 | FALSE | 0 | FALSE | 0 | TRUE | 900 | FALSE | 0 | FALSE | 0 | FALSE | 0 | FALSE | 0 | FALSE | 0 | FALSE | 0 | FALSE | 0 | FALSE | 0 | FALSE | 0 | FALSE | 0 | FALSE | 0 | FALSE | 0 | FALSE | 0 | FALSE | 0 | FALSE | 0 | FALSE | 0 | FALSE | 0 | FALSE | 0 | FALSE | 0 | FALSE | 0
50 |  | 0 | 1315 | FALSE | 0 | FALSE | 0 | FALSE | 0 | FALSE | 0 | FALSE | 0 | FALSE | 0 | FALSE | 0 | FALSE | 0 | FALSE | 0 | FALSE | 0 | FALSE | 0 | FALSE | 0 | FALSE | 0 | FALSE | 0 | FALSE | 0 | FALSE | 0 | FALSE | 0 | FALSE | 0 | FALSE | 0 | FALSE | 0 | FALSE | 0 | FALSE | 0 | FALSE | 0 | FALSE | 0 | FALSE | 0 | FALSE | 0 | FALSE | 0 | FALSE | 0 | FALSE | 0 | FALSE | 0 | TRUE | 900 | FALSE | 0 | FALSE | 0 | FALSE | 0 | FALSE | 0 | FALSE | 0 | FALSE | 0 | FALSE | 0 | FALSE | 0 | FALSE | 0 | FALSE | 0 | FALSE | 0 | FALSE | 0 | FALSE | 0 | FALSE | 0 | FALSE | 0 | FALSE | 0 | FALSE | 0 | FALSE | 0 | FALSE | 0 | FALSE | 0
50 |  | 0 | 1314 | FALSE | 0 | FALSE | 0 | FALSE | 0 | FALSE | 0 | FALSE | 0 | FALSE | 0 | FALSE | 0 | FALSE | 0 | FALSE | 0 | FALSE | 0 | FALSE | 0 | FALSE | 0 | FALSE | 0 | FALSE | 0 | FALSE | 0 | FALSE | 0 | FALSE | 0 | FALSE | 0 | FALSE | 0 | FALSE | 0 | FALSE | 0 | FALSE | 0 | FALSE | 0 | FALSE | 0 | FALSE | 0 | FALSE | 0 | FALSE | 0 | FALSE | 0 | FALSE | 0 | FALSE | 0 | TRUE | 900 | FALSE | 0 | FALSE | 0 | FALSE | 0 | FALSE | 0 | FALSE | 0 | FALSE | 0 | FALSE | 0 | FALSE | 0 | FALSE | 0 | FALSE | 0 | FALSE | 0 | FALSE | 0 | FALSE | 0 | FALSE | 0 | FALSE | 0 | FALSE | 0 | FALSE | 0 | FALSE | 0 | FALSE | 0 | FALSE | 0
50 |  | 0 | 1313 | FALSE | 0 | FALSE | 0 | FALSE | 0 | FALSE | 0 | FALSE | 0 | FALSE | 0 | FALSE | 0 | FALSE | 0 | FALSE | 0 | FALSE | 0 | FALSE | 0 | FALSE | 0 | FALSE | 0 | FALSE | 0 | FALSE | 0 | FALSE | 0 | FALSE | 0 | FALSE | 0 | FALSE | 0 | FALSE | 0 | FALSE | 0 | FALSE | 0 | FALSE | 0 | FALSE | 0 | FALSE | 0 | FALSE | 0 | FALSE | 0 | FALSE | 0 | FALSE | 0 | FALSE | 0 | TRUE | 900 | FALSE | 0 | FALSE | 0 | FALSE | 0 | FALSE | 0 | FALSE | 0 | FALSE | 0 | FALSE | 0 | FALSE | 0 | FALSE | 0 | FALSE | 0 | FALSE | 0 | FALSE | 0 | FALSE | 0 | FALSE | 0 | FALSE | 0 | FALSE | 0 | FALSE | 0 | FALSE | 0 | FALSE | 0 | FALSE | 0
50 |  | 0 | 1312 | FALSE | 0 | FALSE | 0 | FALSE | 0 | FALSE | 0 | FALSE | 0 | FALSE | 0 | FALSE | 0 | FALSE | 0 | FALSE | 0 | FALSE | 0 | FALSE | 0 | FALSE | 0 | FALSE | 0 | FALSE | 0 | FALSE | 0 | FALSE | 0 | FALSE | 0 | FALSE | 0 | FALSE | 0 | FALSE | 0 | FALSE | 0 | FALSE | 0 | FALSE | 0 | FALSE | 0 | FALSE | 0 | FALSE | 0 | FALSE | 0 | FALSE | 0 | FALSE | 0 | FALSE | 0 | TRUE | 900 | FALSE | 0 | FALSE | 0 | FALSE | 0 | FALSE | 0 | FALSE | 0 | FALSE | 0 | FALSE | 0 | FALSE | 0 | FALSE | 0 | FALSE | 0 | FALSE | 0 | FALSE | 0 | FALSE | 0 | FALSE | 0 | FALSE | 0 | FALSE | 0 | FALSE | 0 | FALSE | 0 | FALSE | 0 | FALSE | 0
50 |  | 0 | 1311 | FALSE | 0 | FALSE | 0 | FALSE | 0 | FALSE | 0 | FALSE | 0 | FALSE | 0 | FALSE | 0 | FALSE | 0 | FALSE | 0 | FALSE | 0 | FALSE | 0 | FALSE | 0 | FALSE | 0 | FALSE | 0 | FALSE | 0 | FALSE | 0 | FALSE | 0 | FALSE | 0 | FALSE | 0 | FALSE | 0 | FALSE | 0 | FALSE | 0 | FALSE | 0 | FALSE | 0 | FALSE | 0 | FALSE | 0 | FALSE | 0 | FALSE | 0 | FALSE | 0 | FALSE | 0 | TRUE | 900 | FALSE | 0 | FALSE | 0 | FALSE | 0 | FALSE | 0 | FALSE | 0 | FALSE | 0 | FALSE | 0 | FALSE | 0 | FALSE | 0 | FALSE | 0 | FALSE | 0 | FALSE | 0 | FALSE | 0 | FALSE | 0 | FALSE | 0 | FALSE | 0 | FALSE | 0 | FALSE | 0 | FALSE | 0 | FALSE | 0
50 |  | 0 | 1310 | FALSE | 0 | FALSE | 0 | FALSE | 0 | FALSE | 0 | FALSE | 0 | FALSE | 0 | FALSE | 0 | FALSE | 0 | FALSE | 0 | FALSE | 0 | FALSE | 0 | FALSE | 0 | FALSE | 0 | FALSE | 0 | FALSE | 0 | FALSE | 0 | FALSE | 0 | FALSE | 0 | FALSE | 0 | FALSE | 0 | FALSE | 0 | FALSE | 0 | FALSE | 0 | FALSE | 0 | FALSE | 0 | FALSE | 0 | FALSE | 0 | FALSE | 0 | FALSE | 0 | FALSE | 0 | TRUE | 900 | FALSE | 0 | FALSE | 0 | FALSE | 0 | FALSE | 0 | FALSE | 0 | FALSE | 0 | FALSE | 0 | FALSE | 0 | FALSE | 0 | FALSE | 0 | FALSE | 0 | FALSE | 0 | FALSE | 0 | FALSE | 0 | FALSE | 0 | FALSE | 0 | FALSE | 0 | FALSE | 0 | FALSE | 0 | FALSE | 0
50 |  | 0 | 1309 | FALSE | 0 | FALSE | 0 | FALSE | 0 | FALSE | 0 | FALSE | 0 | FALSE | 0 | FALSE | 0 | FALSE | 0 | FALSE | 0 | FALSE | 0 | FALSE | 0 | FALSE | 0 | FALSE | 0 | FALSE | 0 | FALSE | 0 | FALSE | 0 | FALSE | 0 | FALSE | 0 | FALSE | 0 | FALSE | 0 | FALSE | 0 | FALSE | 0 | FALSE | 0 | FALSE | 0 | FALSE | 0 | FALSE | 0 | FALSE | 0 | FALSE | 0 | FALSE | 0 | FALSE | 0 | TRUE | 900 | FALSE | 0 | FALSE | 0 | FALSE | 0 | FALSE | 0 | FALSE | 0 | FALSE | 0 | FALSE | 0 | FALSE | 0 | FALSE | 0 | FALSE | 0 | FALSE | 0 | FALSE | 0 | FALSE | 0 | FALSE | 0 | FALSE | 0 | FALSE | 0 | FALSE | 0 | FALSE | 0 | FALSE | 0 | FALSE | 0
50 |  | 0 | 1308 | FALSE | 0 | FALSE | 0 | FALSE | 0 | FALSE | 0 | FALSE | 0 | FALSE | 0 | FALSE | 0 | FALSE | 0 | FALSE | 0 | FALSE | 0 | FALSE | 0 | FALSE | 0 | FALSE | 0 | FALSE | 0 | FALSE | 0 | FALSE | 0 | FALSE | 0 | FALSE | 0 | FALSE | 0 | FALSE | 0 | FALSE | 0 | FALSE | 0 | FALSE | 0 | FALSE | 0 | FALSE | 0 | FALSE | 0 | FALSE | 0 | FALSE | 0 | FALSE | 0 | FALSE | 0 | TRUE | 900 | FALSE | 0 | FALSE | 0 | FALSE | 0 | FALSE | 0 | FALSE | 0 | FALSE | 0 | FALSE | 0 | FALSE | 0 | FALSE | 0 | FALSE | 0 | FALSE | 0 | FALSE | 0 | FALSE | 0 | FALSE | 0 | FALSE | 0 | FALSE | 0 | FALSE | 0 | FALSE | 0 | FALSE | 0 | FALSE | 0
50 |  | 0 | 1307 | FALSE | 0 | FALSE | 0 | FALSE | 0 | FALSE | 0 | FALSE | 0 | FALSE | 0 | FALSE | 0 | FALSE | 0 | FALSE | 0 | FALSE | 0 | FALSE | 0 | FALSE | 0 | FALSE | 0 | FALSE | 0 | FALSE | 0 | FALSE | 0 | FALSE | 0 | FALSE | 0 | FALSE | 0 | FALSE | 0 | FALSE | 0 | FALSE | 0 | FALSE | 0 | FALSE | 0 | FALSE | 0 | FALSE | 0 | FALSE | 0 | FALSE | 0 | FALSE | 0 | FALSE | 0 | TRUE | 900 | FALSE | 0 | FALSE | 0 | FALSE | 0 | FALSE | 0 | FALSE | 0 | FALSE | 0 | FALSE | 0 | FALSE | 0 | FALSE | 0 | FALSE | 0 | FALSE | 0 | FALSE | 0 | FALSE | 0 | FALSE | 0 | FALSE | 0 | FALSE | 0 | FALSE | 0 | FALSE | 0 | FALSE | 0 | FALSE | 0
50 |  | 0 | 1306 | FALSE | 0 | FALSE | 0 | FALSE | 0 | FALSE | 0 | FALSE | 0 | FALSE | 0 | FALSE | 0 | FALSE | 0 | FALSE | 0 | FALSE | 0 | FALSE | 0 | FALSE | 0 | FALSE | 0 | FALSE | 0 | FALSE | 0 | FALSE | 0 | FALSE | 0 | FALSE | 0 | FALSE | 0 | FALSE | 0 | FALSE | 0 | FALSE | 0 | FALSE | 0 | FALSE | 0 | FALSE | 0 | FALSE | 0 | FALSE | 0 | FALSE | 0 | FALSE | 0 | FALSE | 0 | TRUE | 900 | FALSE | 0 | FALSE | 0 | FALSE | 0 | FALSE | 0 | FALSE | 0 | FALSE | 0 | FALSE | 0 | FALSE | 0 | FALSE | 0 | FALSE | 0 | FALSE | 0 | FALSE | 0 | FALSE | 0 | FALSE | 0 | FALSE | 0 | FALSE | 0 | FALSE | 0 | FALSE | 0 | FALSE | 0 | FALSE | 0
50 |  | 0 | 1305 | FALSE | 0 | FALSE | 0 | FALSE | 0 | FALSE | 0 | FALSE | 0 | FALSE | 0 | FALSE | 0 | FALSE | 0 | FALSE | 0 | FALSE | 0 | FALSE | 0 | FALSE | 0 | FALSE | 0 | FALSE | 0 | FALSE | 0 | FALSE | 0 | FALSE | 0 | FALSE | 0 | FALSE | 0 | FALSE | 0 | FALSE | 0 | FALSE | 0 | FALSE | 0 | FALSE | 0 | FALSE | 0 | FALSE | 0 | FALSE | 0 | FALSE | 0 | FALSE | 0 | FALSE | 0 | TRUE | 900 | FALSE | 0 | FALSE | 0 | FALSE | 0 | FALSE | 0 | FALSE | 0 | FALSE | 0 | FALSE | 0 | FALSE | 0 | FALSE | 0 | FALSE | 0 | FALSE | 0 | FALSE | 0 | FALSE | 0 | FALSE | 0 | FALSE | 0 | FALSE | 0 | FALSE | 0 | FALSE | 0 | FALSE | 0 | FALSE | 0
50 |  | 0 | 1304 | FALSE | 0 | FALSE | 0 | FALSE | 0 | FALSE | 0 | FALSE | 0 | FALSE | 0 | FALSE | 0 | FALSE | 0 | FALSE | 0 | FALSE | 0 | FALSE | 0 | FALSE | 0 | FALSE | 0 | FALSE | 0 | FALSE | 0 | FALSE | 0 | FALSE | 0 | FALSE | 0 | FALSE | 0 | FALSE | 0 | FALSE | 0 | FALSE | 0 | FALSE | 0 | FALSE | 0 | FALSE | 0 | FALSE | 0 | FALSE | 0 | FALSE | 0 | FALSE | 0 | FALSE | 0 | TRUE | 900 | FALSE | 0 | FALSE | 0 | FALSE | 0 | FALSE | 0 | FALSE | 0 | FALSE | 0 | FALSE | 0 | FALSE | 0 | FALSE | 0 | FALSE | 0 | FALSE | 0 | FALSE | 0 | FALSE | 0 | FALSE | 0 | FALSE | 0 | FALSE | 0 | FALSE | 0 | FALSE | 0 | FALSE | 0 | FALSE | 0
50 |  | 0 | 1303 | FALSE | 0 | FALSE | 0 | FALSE | 0 | FALSE | 0 | FALSE | 0 | FALSE | 0 | FALSE | 0 | FALSE | 0 | FALSE | 0 | FALSE | 0 | FALSE | 0 | FALSE | 0 | FALSE | 0 | FALSE | 0 | FALSE | 0 | FALSE | 0 | FALSE | 0 | FALSE | 0 | FALSE | 0 | FALSE | 0 | FALSE | 0 | FALSE | 0 | FALSE | 0 | FALSE | 0 | FALSE | 0 | FALSE | 0 | FALSE | 0 | FALSE | 0 | FALSE | 0 | FALSE | 0 | TRUE | 900 | FALSE | 0 | FALSE | 0 | FALSE | 0 | FALSE | 0 | FALSE | 0 | FALSE | 0 | FALSE | 0 | FALSE | 0 | FALSE | 0 | FALSE | 0 | FALSE | 0 | FALSE | 0 | FALSE | 0 | FALSE | 0 | FALSE | 0 | FALSE | 0 | FALSE | 0 | FALSE | 0 | FALSE | 0 | FALSE | 0
50 |  | 0 | 1302 | FALSE | 0 | FALSE | 0 | FALSE | 0 | FALSE | 0 | FALSE | 0 | FALSE | 0 | FALSE | 0 | FALSE | 0 | FALSE | 0 | FALSE | 0 | FALSE | 0 | FALSE | 0 | FALSE | 0 | FALSE | 0 | FALSE | 0 | FALSE | 0 | FALSE | 0 | FALSE | 0 | FALSE | 0 | FALSE | 0 | FALSE | 0 | FALSE | 0 | FALSE | 0 | FALSE | 0 | FALSE | 0 | FALSE | 0 | FALSE | 0 | FALSE | 0 | FALSE | 0 | FALSE | 0 | TRUE | 900 | FALSE | 0 | FALSE | 0 | FALSE | 0 | FALSE | 0 | FALSE | 0 | FALSE | 0 | FALSE | 0 | FALSE | 0 | FALSE | 0 | FALSE | 0 | FALSE | 0 | FALSE | 0 | FALSE | 0 | FALSE | 0 | FALSE | 0 | FALSE | 0 | FALSE | 0 | FALSE | 0 | FALSE | 0 | FALSE | 0
50 |  | 0 | 1301 | FALSE | 0 | FALSE | 0 | FALSE | 0 | FALSE | 0 | FALSE | 0 | FALSE | 0 | FALSE | 0 | FALSE | 0 | FALSE | 0 | FALSE | 0 | FALSE | 0 | FALSE | 0 | FALSE | 0 | FALSE | 0 | FALSE | 0 | FALSE | 0 | FALSE | 0 | FALSE | 0 | FALSE | 0 | FALSE | 0 | FALSE | 0 | FALSE | 0 | FALSE | 0 | FALSE | 0 | FALSE | 0 | FALSE | 0 | FALSE | 0 | FALSE | 0 | FALSE | 0 | FALSE | 0 | TRUE | 900 | FALSE | 0 | FALSE | 0 | FALSE | 0 | FALSE | 0 | FALSE | 0 | FALSE | 0 | FALSE | 0 | FALSE | 0 | FALSE | 0 | FALSE | 0 | FALSE | 0 | FALSE | 0 | FALSE | 0 | FALSE | 0 | FALSE | 0 | FALSE | 0 | FALSE | 0 | FALSE | 0 | FALSE | 0 | FALSE | 0
50 |  | 0 | 1300 | FALSE | 0 | FALSE | 0 | FALSE | 0 | FALSE | 0 | FALSE | 0 | FALSE | 0 | FALSE | 0 | FALSE | 0 | FALSE | 0 | FALSE | 0 | FALSE | 0 | FALSE | 0 | FALSE | 0 | FALSE | 0 | FALSE | 0 | FALSE | 0 | FALSE | 0 | FALSE | 0 | FALSE | 0 | FALSE | 0 | FALSE | 0 | FALSE | 0 | FALSE | 0 | FALSE | 0 | FALSE | 0 | FALSE | 0 | FALSE | 0 | FALSE | 0 | FALSE | 0 | FALSE | 0 | TRUE | 900 | FALSE | 0 | FALSE | 0 | FALSE | 0 | FALSE | 0 | FALSE | 0 | FALSE | 0 | FALSE | 0 | FALSE | 0 | FALSE | 0 | FALSE | 0 | FALSE | 0 | FALSE | 0 | FALSE | 0 | FALSE | 0 | FALSE | 0 | FALSE | 0 | FALSE | 0 | FALSE | 0 | FALSE | 0 | FALSE | 0
50 |  | 0 | 1299 | FALSE | 0 | FALSE | 0 | FALSE | 0 | FALSE | 0 | FALSE | 0 | FALSE | 0 | FALSE | 0 | FALSE | 0 | FALSE | 0 | FALSE | 0 | FALSE | 0 | FALSE | 0 | FALSE | 0 | FALSE | 0 | FALSE | 0 | FALSE | 0 | FALSE | 0 | FALSE | 0 | FALSE | 0 | FALSE | 0 | FALSE | 0 | FALSE | 0 | FALSE | 0 | FALSE | 0 | FALSE | 0 | FALSE | 0 | FALSE | 0 | FALSE | 0 | FALSE | 0 | FALSE | 0 | TRUE | 900 | FALSE | 0 | FALSE | 0 | FALSE | 0 | FALSE | 0 | FALSE | 0 | FALSE | 0 | FALSE | 0 | FALSE | 0 | FALSE | 0 | FALSE | 0 | FALSE | 0 | FALSE | 0 | FALSE | 0 | FALSE | 0 | FALSE | 0 | FALSE | 0 | FALSE | 0 | FALSE | 0 | FALSE | 0 | FALSE | 0
50 |  | 0 | 1298 | FALSE | 0 | FALSE | 0 | FALSE | 0 | FALSE | 0 | FALSE | 0 | FALSE | 0 | FALSE | 0 | FALSE | 0 | FALSE | 0 | FALSE | 0 | FALSE | 0 | FALSE | 0 | FALSE | 0 | FALSE | 0 | FALSE | 0 | FALSE | 0 | FALSE | 0 | FALSE | 0 | FALSE | 0 | FALSE | 0 | FALSE | 0 | FALSE | 0 | FALSE | 0 | FALSE | 0 | FALSE | 0 | FALSE | 0 | FALSE | 0 | FALSE | 0 | FALSE | 0 | FALSE | 0 | TRUE | 900 | FALSE | 0 | FALSE | 0 | FALSE | 0 | FALSE | 0 | FALSE | 0 | FALSE | 0 | FALSE | 0 | FALSE | 0 | FALSE | 0 | FALSE | 0 | FALSE | 0 | FALSE | 0 | FALSE | 0 | FALSE | 0 | FALSE | 0 | FALSE | 0 | FALSE | 0 | FALSE | 0 | FALSE | 0 | FALSE | 0
50 |  | 0 | 1297 | FALSE | 0 | FALSE | 0 | FALSE | 0 | FALSE | 0 | FALSE | 0 | FALSE | 0 | FALSE | 0 | FALSE | 0 | FALSE | 0 | FALSE | 0 | FALSE | 0 | FALSE | 0 | FALSE | 0 | FALSE | 0 | FALSE | 0 | FALSE | 0 | FALSE | 0 | FALSE | 0 | FALSE | 0 | FALSE | 0 | FALSE | 0 | FALSE | 0 | FALSE | 0 | FALSE | 0 | FALSE | 0 | FALSE | 0 | FALSE | 0 | FALSE | 0 | FALSE | 0 | FALSE | 0 | TRUE | 900 | FALSE | 0 | FALSE | 0 | FALSE | 0 | FALSE | 0 | FALSE | 0 | FALSE | 0 | FALSE | 0 | FALSE | 0 | FALSE | 0 | FALSE | 0 | FALSE | 0 | FALSE | 0 | FALSE | 0 | FALSE | 0 | FALSE | 0 | FALSE | 0 | FALSE | 0 | FALSE | 0 | FALSE | 0 | FALSE | 0
50 |  | 0 | 1296 | FALSE | 0 | FALSE | 0 | FALSE | 0 | FALSE | 0 | FALSE | 0 | FALSE | 0 | FALSE | 0 | FALSE | 0 | FALSE | 0 | FALSE | 0 | FALSE | 0 | FALSE | 0 | FALSE | 0 | FALSE | 0 | FALSE | 0 | FALSE | 0 | FALSE | 0 | FALSE | 0 | FALSE | 0 | FALSE | 0 | FALSE | 0 | FALSE | 0 | FALSE | 0 | FALSE | 0 | FALSE | 0 | FALSE | 0 | FALSE | 0 | FALSE | 0 | FALSE | 0 | FALSE | 0 | TRUE | 900 | FALSE | 0 | FALSE | 0 | FALSE | 0 | FALSE | 0 | FALSE | 0 | FALSE | 0 | FALSE | 0 | FALSE | 0 | FALSE | 0 | FALSE | 0 | FALSE | 0 | FALSE | 0 | FALSE | 0 | FALSE | 0 | FALSE | 0 | FALSE | 0 | FALSE | 0 | FALSE | 0 | FALSE | 0 | FALSE | 0
50 |  | 0 | 1295 | FALSE | 0 | FALSE | 0 | FALSE | 0 | FALSE | 0 | FALSE | 0 | FALSE | 0 | FALSE | 0 | FALSE | 0 | FALSE | 0 | FALSE | 0 | FALSE | 0 | FALSE | 0 | FALSE | 0 | FALSE | 0 | FALSE | 0 | FALSE | 0 | FALSE | 0 | FALSE | 0 | FALSE | 0 | FALSE | 0 | FALSE | 0 | FALSE | 0 | FALSE | 0 | FALSE | 0 | FALSE | 0 | FALSE | 0 | FALSE | 0 | FALSE | 0 | FALSE | 0 | FALSE | 0 | TRUE | 900 | FALSE | 0 | FALSE | 0 | FALSE | 0 | FALSE | 0 | FALSE | 0 | FALSE | 0 | FALSE | 0 | FALSE | 0 | FALSE | 0 | FALSE | 0 | FALSE | 0 | FALSE | 0 | FALSE | 0 | FALSE | 0 | FALSE | 0 | FALSE | 0 | FALSE | 0 | FALSE | 0 | FALSE | 0 | FALSE | 0
50 |  | 0 | 1294 | FALSE | 0 | FALSE | 0 | FALSE | 0 | FALSE | 0 | FALSE | 0 | FALSE | 0 | FALSE | 0 | FALSE | 0 | FALSE | 0 | FALSE | 0 | FALSE | 0 | FALSE | 0 | FALSE | 0 | FALSE | 0 | FALSE | 0 | FALSE | 0 | FALSE | 0 | FALSE | 0 | FALSE | 0 | FALSE | 0 | FALSE | 0 | FALSE | 0 | FALSE | 0 | FALSE | 0 | FALSE | 0 | FALSE | 0 | FALSE | 0 | FALSE | 0 | FALSE | 0 | FALSE | 0 | TRUE | 900 | FALSE | 0 | FALSE | 0 | FALSE | 0 | FALSE | 0 | FALSE | 0 | FALSE | 0 | FALSE | 0 | FALSE | 0 | FALSE | 0 | FALSE | 0 | FALSE | 0 | FALSE | 0 | FALSE | 0 | FALSE | 0 | FALSE | 0 | FALSE | 0 | FALSE | 0 | FALSE | 0 | FALSE | 0 | FALSE | 0
50 |  | 0 | 1293 | FALSE | 0 | FALSE | 0 | FALSE | 0 | FALSE | 0 | FALSE | 0 | FALSE | 0 | FALSE | 0 | FALSE | 0 | FALSE | 0 | FALSE | 0 | FALSE | 0 | FALSE | 0 | FALSE | 0 | FALSE | 0 | FALSE | 0 | FALSE | 0 | FALSE | 0 | FALSE | 0 | FALSE | 0 | FALSE | 0 | FALSE | 0 | FALSE | 0 | FALSE | 0 | FALSE | 0 | FALSE | 0 | FALSE | 0 | FALSE | 0 | FALSE | 0 | FALSE | 0 | FALSE | 0 | TRUE | 900 | FALSE | 0 | FALSE | 0 | FALSE | 0 | FALSE | 0 | FALSE | 0 | FALSE | 0 | FALSE | 0 | FALSE | 0 | FALSE | 0 | FALSE | 0 | FALSE | 0 | FALSE | 0 | FALSE | 0 | FALSE | 0 | FALSE | 0 | FALSE | 0 | FALSE | 0 | FALSE | 0 | FALSE | 0 | FALSE | 0
50 |  | 0 | 1292 | FALSE | 0 | FALSE | 0 | FALSE | 0 | FALSE | 0 | FALSE | 0 | FALSE | 0 | FALSE | 0 | FALSE | 0 | FALSE | 0 | FALSE | 0 | FALSE | 0 | FALSE | 0 | FALSE | 0 | FALSE | 0 | FALSE | 0 | FALSE | 0 | FALSE | 0 | FALSE | 0 | FALSE | 0 | FALSE | 0 | FALSE | 0 | FALSE | 0 | FALSE | 0 | FALSE | 0 | FALSE | 0 | FALSE | 0 | FALSE | 0 | FALSE | 0 | FALSE | 0 | FALSE | 0 | TRUE | 900 | FALSE | 0 | FALSE | 0 | FALSE | 0 | FALSE | 0 | FALSE | 0 | FALSE | 0 | FALSE | 0 | FALSE | 0 | FALSE | 0 | FALSE | 0 | FALSE | 0 | FALSE | 0 | FALSE | 0 | FALSE | 0 | FALSE | 0 | FALSE | 0 | FALSE | 0 | FALSE | 0 | FALSE | 0 | FALSE | 0
50 |  | 0 | 1291 | FALSE | 0 | FALSE | 0 | FALSE | 0 | FALSE | 0 | FALSE | 0 | FALSE | 0 | FALSE | 0 | FALSE | 0 | FALSE | 0 | FALSE | 0 | FALSE | 0 | FALSE | 0 | FALSE | 0 | FALSE | 0 | FALSE | 0 | FALSE | 0 | FALSE | 0 | FALSE | 0 | FALSE | 0 | FALSE | 0 | FALSE | 0 | FALSE | 0 | FALSE | 0 | FALSE | 0 | FALSE | 0 | FALSE | 0 | FALSE | 0 | FALSE | 0 | FALSE | 0 | FALSE | 0 | TRUE | 900 | FALSE | 0 | FALSE | 0 | FALSE | 0 | FALSE | 0 | FALSE | 0 | FALSE | 0 | FALSE | 0 | FALSE | 0 | FALSE | 0 | FALSE | 0 | FALSE | 0 | FALSE | 0 | FALSE | 0 | FALSE | 0 | FALSE | 0 | FALSE | 0 | FALSE | 0 | FALSE | 0 | FALSE | 0 | FALSE | 0
50 |  | 0 | 1290 | FALSE | 0 | FALSE | 0 | FALSE | 0 | FALSE | 0 | FALSE | 0 | FALSE | 0 | FALSE | 0 | FALSE | 0 | FALSE | 0 | FALSE | 0 | FALSE | 0 | FALSE | 0 | FALSE | 0 | FALSE | 0 | FALSE | 0 | FALSE | 0 | FALSE | 0 | FALSE | 0 | FALSE | 0 | FALSE | 0 | FALSE | 0 | FALSE | 0 | FALSE | 0 | FALSE | 0 | FALSE | 0 | FALSE | 0 | FALSE | 0 | FALSE | 0 | FALSE | 0 | FALSE | 0 | TRUE | 900 | FALSE | 0 | FALSE | 0 | FALSE | 0 | FALSE | 0 | FALSE | 0 | FALSE | 0 | FALSE | 0 | FALSE | 0 | FALSE | 0 | FALSE | 0 | FALSE | 0 | FALSE | 0 | FALSE | 0 | FALSE | 0 | FALSE | 0 | FALSE | 0 | FALSE | 0 | FALSE | 0 | FALSE | 0 | FALSE | 0
50 |  | 0 | 1289 | FALSE | 0 | FALSE | 0 | FALSE | 0 | FALSE | 0 | FALSE | 0 | FALSE | 0 | FALSE | 0 | FALSE | 0 | FALSE | 0 | FALSE | 0 | FALSE | 0 | FALSE | 0 | FALSE | 0 | FALSE | 0 | FALSE | 0 | FALSE | 0 | FALSE | 0 | FALSE | 0 | FALSE | 0 | FALSE | 0 | FALSE | 0 | FALSE | 0 | FALSE | 0 | FALSE | 0 | FALSE | 0 | FALSE | 0 | FALSE | 0 | FALSE | 0 | FALSE | 0 | FALSE | 0 | TRUE | 900 | FALSE | 0 | FALSE | 0 | FALSE | 0 | FALSE | 0 | FALSE | 0 | FALSE | 0 | FALSE | 0 | FALSE | 0 | FALSE | 0 | FALSE | 0 | FALSE | 0 | FALSE | 0 | FALSE | 0 | FALSE | 0 | FALSE | 0 | FALSE | 0 | FALSE | 0 | FALSE | 0 | FALSE | 0 | FALSE | 0
50 |  | 0 | 1288 | FALSE | 0 | FALSE | 0 | FALSE | 0 | FALSE | 0 | FALSE | 0 | FALSE | 0 | FALSE | 0 | FALSE | 0 | FALSE | 0 | FALSE | 0 | FALSE | 0 | FALSE | 0 | FALSE | 0 | FALSE | 0 | FALSE | 0 | FALSE | 0 | FALSE | 0 | FALSE | 0 | FALSE | 0 | FALSE | 0 | FALSE | 0 | FALSE | 0 | FALSE | 0 | FALSE | 0 | FALSE | 0 | FALSE | 0 | FALSE | 0 | FALSE | 0 | FALSE | 0 | FALSE | 0 | TRUE | 900 | FALSE | 0 | FALSE | 0 | FALSE | 0 | FALSE | 0 | FALSE | 0 | FALSE | 0 | FALSE | 0 | FALSE | 0 | FALSE | 0 | FALSE | 0 | FALSE | 0 | FALSE | 0 | FALSE | 0 | FALSE | 0 | FALSE | 0 | FALSE | 0 | FALSE | 0 | FALSE | 0 | FALSE | 0 | FALSE | 0
50 |  | 0 | 1287 | FALSE | 0 | FALSE | 0 | FALSE | 0 | FALSE | 0 | FALSE | 0 | FALSE | 0 | FALSE | 0 | FALSE | 0 | FALSE | 0 | FALSE | 0 | FALSE | 0 | FALSE | 0 | FALSE | 0 | FALSE | 0 | FALSE | 0 | FALSE | 0 | FALSE | 0 | FALSE | 0 | FALSE | 0 | FALSE | 0 | FALSE | 0 | FALSE | 0 | FALSE | 0 | FALSE | 0 | FALSE | 0 | FALSE | 0 | FALSE | 0 | FALSE | 0 | FALSE | 0 | FALSE | 0 | TRUE | 900 | FALSE | 0 | FALSE | 0 | FALSE | 0 | FALSE | 0 | FALSE | 0 | FALSE | 0 | FALSE | 0 | FALSE | 0 | FALSE | 0 | FALSE | 0 | FALSE | 0 | FALSE | 0 | FALSE | 0 | FALSE | 0 | FALSE | 0 | FALSE | 0 | FALSE | 0 | FALSE | 0 | FALSE | 0 | FALSE | 0
50 |  | 0 | 1286 | FALSE | 0 | FALSE | 0 | FALSE | 0 | FALSE | 0 | FALSE | 0 | FALSE | 0 | FALSE | 0 | FALSE | 0 | FALSE | 0 | FALSE | 0 | FALSE | 0 | FALSE | 0 | FALSE | 0 | FALSE | 0 | FALSE | 0 | FALSE | 0 | FALSE | 0 | FALSE | 0 | FALSE | 0 | FALSE | 0 | FALSE | 0 | FALSE | 0 | FALSE | 0 | FALSE | 0 | FALSE | 0 | FALSE | 0 | FALSE | 0 | FALSE | 0 | FALSE | 0 | FALSE | 0 | TRUE | 900 | FALSE | 0 | FALSE | 0 | FALSE | 0 | FALSE | 0 | FALSE | 0 | FALSE | 0 | FALSE | 0 | FALSE | 0 | FALSE | 0 | FALSE | 0 | FALSE | 0 | FALSE | 0 | FALSE | 0 | FALSE | 0 | FALSE | 0 | FALSE | 0 | FALSE | 0 | FALSE | 0 | FALSE | 0 | FALSE | 0
50 |  | 0 | 1285 | FALSE | 0 | FALSE | 0 | FALSE | 0 | FALSE | 0 | FALSE | 0 | FALSE | 0 | FALSE | 0 | FALSE | 0 | FALSE | 0 | FALSE | 0 | FALSE | 0 | FALSE | 0 | FALSE | 0 | FALSE | 0 | FALSE | 0 | FALSE | 0 | FALSE | 0 | FALSE | 0 | FALSE | 0 | FALSE | 0 | FALSE | 0 | FALSE | 0 | FALSE | 0 | FALSE | 0 | FALSE | 0 | FALSE | 0 | FALSE | 0 | FALSE | 0 | FALSE | 0 | FALSE | 0 | TRUE | 900 | FALSE | 0 | FALSE | 0 | FALSE | 0 | FALSE | 0 | FALSE | 0 | FALSE | 0 | FALSE | 0 | FALSE | 0 | FALSE | 0 | FALSE | 0 | FALSE | 0 | FALSE | 0 | FALSE | 0 | FALSE | 0 | FALSE | 0 | FALSE | 0 | FALSE | 0 | FALSE | 0 | FALSE | 0 | FALSE | 0
50 |  | 0 | 1284 | FALSE | 0 | FALSE | 0 | FALSE | 0 | FALSE | 0 | FALSE | 0 | FALSE | 0 | FALSE | 0 | FALSE | 0 | FALSE | 0 | FALSE | 0 | FALSE | 0 | FALSE | 0 | FALSE | 0 | FALSE | 0 | FALSE | 0 | FALSE | 0 | FALSE | 0 | FALSE | 0 | FALSE | 0 | FALSE | 0 | FALSE | 0 | FALSE | 0 | FALSE | 0 | FALSE | 0 | FALSE | 0 | FALSE | 0 | FALSE | 0 | FALSE | 0 | FALSE | 0 | FALSE | 0 | TRUE | 900 | FALSE | 0 | FALSE | 0 | FALSE | 0 | FALSE | 0 | FALSE | 0 | FALSE | 0 | FALSE | 0 | FALSE | 0 | FALSE | 0 | FALSE | 0 | FALSE | 0 | FALSE | 0 | FALSE | 0 | FALSE | 0 | FALSE | 0 | FALSE | 0 | FALSE | 0 | FALSE | 0 | FALSE | 0 | FALSE | 0
50 |  | 0 | 1283 | FALSE | 0 | FALSE | 0 | FALSE | 0 | FALSE | 0 | FALSE | 0 | FALSE | 0 | FALSE | 0 | FALSE | 0 | FALSE | 0 | FALSE | 0 | FALSE | 0 | FALSE | 0 | FALSE | 0 | FALSE | 0 | FALSE | 0 | FALSE | 0 | FALSE | 0 | FALSE | 0 | FALSE | 0 | FALSE | 0 | FALSE | 0 | FALSE | 0 | FALSE | 0 | FALSE | 0 | FALSE | 0 | FALSE | 0 | FALSE | 0 | FALSE | 0 | FALSE | 0 | FALSE | 0 | TRUE | 900 | FALSE | 0 | FALSE | 0 | FALSE | 0 | FALSE | 0 | FALSE | 0 | FALSE | 0 | FALSE | 0 | FALSE | 0 | FALSE | 0 | FALSE | 0 | FALSE | 0 | FALSE | 0 | FALSE | 0 | FALSE | 0 | FALSE | 0 | FALSE | 0 | FALSE | 0 | FALSE | 0 | FALSE | 0 | FALSE | 0
50 |  | 0 | 1282 | FALSE | 0 | FALSE | 0 | FALSE | 0 | FALSE | 0 | FALSE | 0 | FALSE | 0 | FALSE | 0 | FALSE | 0 | FALSE | 0 | FALSE | 0 | FALSE | 0 | FALSE | 0 | FALSE | 0 | FALSE | 0 | FALSE | 0 | FALSE | 0 | FALSE | 0 | FALSE | 0 | FALSE | 0 | FALSE | 0 | FALSE | 0 | FALSE | 0 | FALSE | 0 | FALSE | 0 | FALSE | 0 | FALSE | 0 | FALSE | 0 | FALSE | 0 | FALSE | 0 | FALSE | 0 | TRUE | 900 | FALSE | 0 | FALSE | 0 | FALSE | 0 | FALSE | 0 | FALSE | 0 | FALSE | 0 | FALSE | 0 | FALSE | 0 | FALSE | 0 | FALSE | 0 | FALSE | 0 | FALSE | 0 | FALSE | 0 | FALSE | 0 | FALSE | 0 | FALSE | 0 | FALSE | 0 | FALSE | 0 | FALSE | 0 | FALSE | 0
50 |  | 0 | 1281 | FALSE | 0 | FALSE | 0 | FALSE | 0 | FALSE | 0 | FALSE | 0 | FALSE | 0 | FALSE | 0 | FALSE | 0 | FALSE | 0 | FALSE | 0 | FALSE | 0 | FALSE | 0 | FALSE | 0 | FALSE | 0 | FALSE | 0 | FALSE | 0 | FALSE | 0 | FALSE | 0 | FALSE | 0 | FALSE | 0 | FALSE | 0 | FALSE | 0 | FALSE | 0 | FALSE | 0 | FALSE | 0 | FALSE | 0 | FALSE | 0 | FALSE | 0 | FALSE | 0 | FALSE | 0 | TRUE | 900 | FALSE | 0 | FALSE | 0 | FALSE | 0 | FALSE | 0 | FALSE | 0 | FALSE | 0 | FALSE | 0 | FALSE | 0 | FALSE | 0 | FALSE | 0 | FALSE | 0 | FALSE | 0 | FALSE | 0 | FALSE | 0 | FALSE | 0 | FALSE | 0 | FALSE | 0 | FALSE | 0 | FALSE | 0 | FALSE | 0
50 |  | 0 | 1280 | FALSE | 0 | FALSE | 0 | FALSE | 0 | FALSE | 0 | FALSE | 0 | FALSE | 0 | FALSE | 0 | FALSE | 0 | FALSE | 0 | FALSE | 0 | FALSE | 0 | FALSE | 0 | FALSE | 0 | FALSE | 0 | FALSE | 0 | FALSE | 0 | FALSE | 0 | FALSE | 0 | FALSE | 0 | FALSE | 0 | FALSE | 0 | FALSE | 0 | FALSE | 0 | FALSE | 0 | FALSE | 0 | FALSE | 0 | FALSE | 0 | FALSE | 0 | FALSE | 0 | FALSE | 0 | TRUE | 900 | FALSE | 0 | FALSE | 0 | FALSE | 0 | FALSE | 0 | FALSE | 0 | FALSE | 0 | FALSE | 0 | FALSE | 0 | FALSE | 0 | FALSE | 0 | FALSE | 0 | FALSE | 0 | FALSE | 0 | FALSE | 0 | FALSE | 0 | FALSE | 0 | FALSE | 0 | FALSE | 0 | FALSE | 0 | FALSE | 0
50 |  | 0 | 1279 | FALSE | 0 | FALSE | 0 | FALSE | 0 | FALSE | 0 | FALSE | 0 | FALSE | 0 | FALSE | 0 | FALSE | 0 | FALSE | 0 | FALSE | 0 | FALSE | 0 | FALSE | 0 | FALSE | 0 | FALSE | 0 | FALSE | 0 | FALSE | 0 | FALSE | 0 | FALSE | 0 | FALSE | 0 | FALSE | 0 | FALSE | 0 | FALSE | 0 | FALSE | 0 | FALSE | 0 | FALSE | 0 | FALSE | 0 | FALSE | 0 | FALSE | 0 | FALSE | 0 | FALSE | 0 | TRUE | 900 | FALSE | 0 | FALSE | 0 | FALSE | 0 | FALSE | 0 | FALSE | 0 | FALSE | 0 | FALSE | 0 | FALSE | 0 | FALSE | 0 | FALSE | 0 | FALSE | 0 | FALSE | 0 | FALSE | 0 | FALSE | 0 | FALSE | 0 | FALSE | 0 | FALSE | 0 | FALSE | 0 | FALSE | 0 | FALSE | 0
50 |  | 0 | 1278 | FALSE | 0 | FALSE | 0 | FALSE | 0 | FALSE | 0 | FALSE | 0 | FALSE | 0 | FALSE | 0 | FALSE | 0 | FALSE | 0 | FALSE | 0 | FALSE | 0 | FALSE | 0 | FALSE | 0 | FALSE | 0 | FALSE | 0 | FALSE | 0 | FALSE | 0 | FALSE | 0 | FALSE | 0 | FALSE | 0 | FALSE | 0 | FALSE | 0 | FALSE | 0 | FALSE | 0 | FALSE | 0 | FALSE | 0 | FALSE | 0 | FALSE | 0 | FALSE | 0 | FALSE | 0 | TRUE | 900 | FALSE | 0 | FALSE | 0 | FALSE | 0 | FALSE | 0 | FALSE | 0 | FALSE | 0 | FALSE | 0 | FALSE | 0 | FALSE | 0 | FALSE | 0 | FALSE | 0 | FALSE | 0 | FALSE | 0 | FALSE | 0 | FALSE | 0 | FALSE | 0 | FALSE | 0 | FALSE | 0 | FALSE | 0 | FALSE | 0
50 |  | 0 | 1277 | FALSE | 0 | FALSE | 0 | FALSE | 0 | FALSE | 0 | FALSE | 0 | FALSE | 0 | FALSE | 0 | FALSE | 0 | FALSE | 0 | FALSE | 0 | FALSE | 0 | FALSE | 0 | FALSE | 0 | FALSE | 0 | FALSE | 0 | FALSE | 0 | FALSE | 0 | FALSE | 0 | FALSE | 0 | FALSE | 0 | FALSE | 0 | FALSE | 0 | FALSE | 0 | FALSE | 0 | FALSE | 0 | FALSE | 0 | FALSE | 0 | FALSE | 0 | FALSE | 0 | FALSE | 0 | TRUE | 900 | FALSE | 0 | FALSE | 0 | FALSE | 0 | FALSE | 0 | FALSE | 0 | FALSE | 0 | FALSE | 0 | FALSE | 0 | FALSE | 0 | FALSE | 0 | FALSE | 0 | FALSE | 0 | FALSE | 0 | FALSE | 0 | FALSE | 0 | FALSE | 0 | FALSE | 0 | FALSE | 0 | FALSE | 0 | FALSE | 0
50 |  | 0 | 1276 | FALSE | 0 | FALSE | 0 | FALSE | 0 | FALSE | 0 | FALSE | 0 | FALSE | 0 | FALSE | 0 | FALSE | 0 | FALSE | 0 | FALSE | 0 | FALSE | 0 | FALSE | 0 | FALSE | 0 | FALSE | 0 | FALSE | 0 | FALSE | 0 | FALSE | 0 | FALSE | 0 | FALSE | 0 | FALSE | 0 | FALSE | 0 | FALSE | 0 | FALSE | 0 | FALSE | 0 | FALSE | 0 | FALSE | 0 | FALSE | 0 | FALSE | 0 | FALSE | 0 | FALSE | 0 | TRUE | 900 | FALSE | 0 | FALSE | 0 | FALSE | 0 | FALSE | 0 | FALSE | 0 | FALSE | 0 | FALSE | 0 | FALSE | 0 | FALSE | 0 | FALSE | 0 | FALSE | 0 | FALSE | 0 | FALSE | 0 | FALSE | 0 | FALSE | 0 | FALSE | 0 | FALSE | 0 | FALSE | 0 | FALSE | 0 | FALSE | 0
50 |  | 0 | 1275 | FALSE | 0 | FALSE | 0 | FALSE | 0 | FALSE | 0 | FALSE | 0 | FALSE | 0 | FALSE | 0 | FALSE | 0 | FALSE | 0 | FALSE | 0 | FALSE | 0 | FALSE | 0 | FALSE | 0 | FALSE | 0 | FALSE | 0 | FALSE | 0 | FALSE | 0 | FALSE | 0 | FALSE | 0 | FALSE | 0 | FALSE | 0 | FALSE | 0 | FALSE | 0 | FALSE | 0 | FALSE | 0 | FALSE | 0 | FALSE | 0 | FALSE | 0 | FALSE | 0 | FALSE | 0 | TRUE | 900 | FALSE | 0 | FALSE | 0 | FALSE | 0 | FALSE | 0 | FALSE | 0 | FALSE | 0 | FALSE | 0 | FALSE | 0 | FALSE | 0 | FALSE | 0 | FALSE | 0 | FALSE | 0 | FALSE | 0 | FALSE | 0 | FALSE | 0 | FALSE | 0 | FALSE | 0 | FALSE | 0 | FALSE | 0 | FALSE | 0
50 |  | 0 | 1274 | FALSE | 0 | FALSE | 0 | FALSE | 0 | FALSE | 0 | FALSE | 0 | FALSE | 0 | FALSE | 0 | FALSE | 0 | FALSE | 0 | FALSE | 0 | FALSE | 0 | FALSE | 0 | FALSE | 0 | FALSE | 0 | FALSE | 0 | FALSE | 0 | FALSE | 0 | FALSE | 0 | FALSE | 0 | FALSE | 0 | FALSE | 0 | FALSE | 0 | FALSE | 0 | FALSE | 0 | FALSE | 0 | FALSE | 0 | FALSE | 0 | FALSE | 0 | FALSE | 0 | FALSE | 0 | TRUE | 900 | FALSE | 0 | FALSE | 0 | FALSE | 0 | FALSE | 0 | FALSE | 0 | FALSE | 0 | FALSE | 0 | FALSE | 0 | FALSE | 0 | FALSE | 0 | FALSE | 0 | FALSE | 0 | FALSE | 0 | FALSE | 0 | FALSE | 0 | FALSE | 0 | FALSE | 0 | FALSE | 0 | FALSE | 0 | FALSE | 0
50 |  | 0 | 1273 | FALSE | 0 | FALSE | 0 | FALSE | 0 | FALSE | 0 | FALSE | 0 | FALSE | 0 | FALSE | 0 | FALSE | 0 | FALSE | 0 | FALSE | 0 | FALSE | 0 | FALSE | 0 | FALSE | 0 | FALSE | 0 | FALSE | 0 | FALSE | 0 | FALSE | 0 | FALSE | 0 | FALSE | 0 | FALSE | 0 | FALSE | 0 | FALSE | 0 | FALSE | 0 | FALSE | 0 | FALSE | 0 | FALSE | 0 | FALSE | 0 | FALSE | 0 | FALSE | 0 | FALSE | 0 | TRUE | 900 | FALSE | 0 | FALSE | 0 | FALSE | 0 | FALSE | 0 | FALSE | 0 | FALSE | 0 | FALSE | 0 | FALSE | 0 | FALSE | 0 | FALSE | 0 | FALSE | 0 | FALSE | 0 | FALSE | 0 | FALSE | 0 | FALSE | 0 | FALSE | 0 | FALSE | 0 | FALSE | 0 | FALSE | 0 | FALSE | 0
50 |  | 0 | 1272 | FALSE | 0 | FALSE | 0 | FALSE | 0 | FALSE | 0 | FALSE | 0 | FALSE | 0 | FALSE | 0 | FALSE | 0 | FALSE | 0 | FALSE | 0 | FALSE | 0 | FALSE | 0 | FALSE | 0 | FALSE | 0 | FALSE | 0 | FALSE | 0 | FALSE | 0 | FALSE | 0 | FALSE | 0 | FALSE | 0 | FALSE | 0 | FALSE | 0 | FALSE | 0 | FALSE | 0 | FALSE | 0 | FALSE | 0 | FALSE | 0 | FALSE | 0 | FALSE | 0 | FALSE | 0 | TRUE | 900 | FALSE | 0 | FALSE | 0 | FALSE | 0 | FALSE | 0 | FALSE | 0 | FALSE | 0 | FALSE | 0 | FALSE | 0 | FALSE | 0 | FALSE | 0 | FALSE | 0 | FALSE | 0 | FALSE | 0 | FALSE | 0 | FALSE | 0 | FALSE | 0 | FALSE | 0 | FALSE | 0 | FALSE | 0 | FALSE | 0
50 |  | 0 | 1271 | FALSE | 0 | FALSE | 0 | FALSE | 0 | FALSE | 0 | FALSE | 0 | FALSE | 0 | FALSE | 0 | FALSE | 0 | FALSE | 0 | FALSE | 0 | FALSE | 0 | FALSE | 0 | FALSE | 0 | FALSE | 0 | FALSE | 0 | FALSE | 0 | FALSE | 0 | FALSE | 0 | FALSE | 0 | FALSE | 0 | FALSE | 0 | FALSE | 0 | FALSE | 0 | FALSE | 0 | FALSE | 0 | FALSE | 0 | FALSE | 0 | FALSE | 0 | FALSE | 0 | FALSE | 0 | TRUE | 900 | FALSE | 0 | FALSE | 0 | FALSE | 0 | FALSE | 0 | FALSE | 0 | FALSE | 0 | FALSE | 0 | FALSE | 0 | FALSE | 0 | FALSE | 0 | FALSE | 0 | FALSE | 0 | FALSE | 0 | FALSE | 0 | FALSE | 0 | FALSE | 0 | FALSE | 0 | FALSE | 0 | FALSE | 0 | FALSE | 0
50 |  | 0 | 1270 | FALSE | 0 | FALSE | 0 | FALSE | 0 | FALSE | 0 | FALSE | 0 | FALSE | 0 | FALSE | 0 | FALSE | 0 | FALSE | 0 | FALSE | 0 | FALSE | 0 | FALSE | 0 | FALSE | 0 | FALSE | 0 | FALSE | 0 | FALSE | 0 | FALSE | 0 | FALSE | 0 | FALSE | 0 | FALSE | 0 | FALSE | 0 | FALSE | 0 | FALSE | 0 | FALSE | 0 | FALSE | 0 | FALSE | 0 | FALSE | 0 | FALSE | 0 | FALSE | 0 | FALSE | 0 | TRUE | 900 | FALSE | 0 | FALSE | 0 | FALSE | 0 | FALSE | 0 | FALSE | 0 | FALSE | 0 | FALSE | 0 | FALSE | 0 | FALSE | 0 | FALSE | 0 | FALSE | 0 | FALSE | 0 | FALSE | 0 | FALSE | 0 | FALSE | 0 | FALSE | 0 | FALSE | 0 | FALSE | 0 | FALSE | 0 | FALSE | 0
50 |  | 0 | 1269 | FALSE | 0 | FALSE | 0 | FALSE | 0 | FALSE | 0 | FALSE | 0 | FALSE | 0 | FALSE | 0 | FALSE | 0 | FALSE | 0 | FALSE | 0 | FALSE | 0 | FALSE | 0 | FALSE | 0 | FALSE | 0 | FALSE | 0 | FALSE | 0 | FALSE | 0 | FALSE | 0 | FALSE | 0 | FALSE | 0 | FALSE | 0 | FALSE | 0 | FALSE | 0 | FALSE | 0 | FALSE | 0 | FALSE | 0 | FALSE | 0 | FALSE | 0 | FALSE | 0 | FALSE | 0 | TRUE | 900 | FALSE | 0 | FALSE | 0 | FALSE | 0 | FALSE | 0 | FALSE | 0 | FALSE | 0 | FALSE | 0 | FALSE | 0 | FALSE | 0 | FALSE | 0 | FALSE | 0 | FALSE | 0 | FALSE | 0 | FALSE | 0 | FALSE | 0 | FALSE | 0 | FALSE | 0 | FALSE | 0 | FALSE | 0 | FALSE | 0
50 |  | 0 | 1268 | FALSE | 0 | FALSE | 0 | FALSE | 0 | FALSE | 0 | FALSE | 0 | FALSE | 0 | FALSE | 0 | FALSE | 0 | FALSE | 0 | FALSE | 0 | FALSE | 0 | FALSE | 0 | FALSE | 0 | FALSE | 0 | FALSE | 0 | FALSE | 0 | FALSE | 0 | FALSE | 0 | FALSE | 0 | FALSE | 0 | FALSE | 0 | FALSE | 0 | FALSE | 0 | FALSE | 0 | FALSE | 0 | FALSE | 0 | FALSE | 0 | FALSE | 0 | FALSE | 0 | FALSE | 0 | TRUE | 900 | FALSE | 0 | FALSE | 0 | FALSE | 0 | FALSE | 0 | FALSE | 0 | FALSE | 0 | FALSE | 0 | FALSE | 0 | FALSE | 0 | FALSE | 0 | FALSE | 0 | FALSE | 0 | FALSE | 0 | FALSE | 0 | FALSE | 0 | FALSE | 0 | FALSE | 0 | FALSE | 0 | FALSE | 0 | FALSE | 0
50 |  | 0 | 1267 | FALSE | 0 | FALSE | 0 | FALSE | 0 | FALSE | 0 | FALSE | 0 | FALSE | 0 | FALSE | 0 | FALSE | 0 | FALSE | 0 | FALSE | 0 | FALSE | 0 | FALSE | 0 | FALSE | 0 | FALSE | 0 | FALSE | 0 | FALSE | 0 | FALSE | 0 | FALSE | 0 | FALSE | 0 | FALSE | 0 | FALSE | 0 | FALSE | 0 | FALSE | 0 | FALSE | 0 | FALSE | 0 | FALSE | 0 | FALSE | 0 | FALSE | 0 | FALSE | 0 | FALSE | 0 | TRUE | 900 | FALSE | 0 | FALSE | 0 | FALSE | 0 | FALSE | 0 | FALSE | 0 | FALSE | 0 | FALSE | 0 | FALSE | 0 | FALSE | 0 | FALSE | 0 | FALSE | 0 | FALSE | 0 | FALSE | 0 | FALSE | 0 | FALSE | 0 | FALSE | 0 | FALSE | 0 | FALSE | 0 | FALSE | 0 | FALSE | 0
50 |  | 0 | 1266 | FALSE | 0 | FALSE | 0 | FALSE | 0 | FALSE | 0 | FALSE | 0 | FALSE | 0 | FALSE | 0 | FALSE | 0 | FALSE | 0 | FALSE | 0 | FALSE | 0 | FALSE | 0 | FALSE | 0 | FALSE | 0 | FALSE | 0 | FALSE | 0 | FALSE | 0 | FALSE | 0 | FALSE | 0 | FALSE | 0 | FALSE | 0 | FALSE | 0 | FALSE | 0 | FALSE | 0 | FALSE | 0 | FALSE | 0 | FALSE | 0 | FALSE | 0 | FALSE | 0 | FALSE | 0 | TRUE | 900 | FALSE | 0 | FALSE | 0 | FALSE | 0 | FALSE | 0 | FALSE | 0 | FALSE | 0 | FALSE | 0 | FALSE | 0 | FALSE | 0 | FALSE | 0 | FALSE | 0 | FALSE | 0 | FALSE | 0 | FALSE | 0 | FALSE | 0 | FALSE | 0 | FALSE | 0 | FALSE | 0 | FALSE | 0 | FALSE | 0
50 |  | 0 | 1265 | FALSE | 0 | FALSE | 0 | FALSE | 0 | FALSE | 0 | FALSE | 0 | FALSE | 0 | FALSE | 0 | FALSE | 0 | FALSE | 0 | FALSE | 0 | FALSE | 0 | FALSE | 0 | FALSE | 0 | FALSE | 0 | FALSE | 0 | FALSE | 0 | FALSE | 0 | FALSE | 0 | FALSE | 0 | FALSE | 0 | FALSE | 0 | FALSE | 0 | FALSE | 0 | FALSE | 0 | FALSE | 0 | FALSE | 0 | FALSE | 0 | FALSE | 0 | FALSE | 0 | FALSE | 0 | TRUE | 900 | FALSE | 0 | FALSE | 0 | FALSE | 0 | FALSE | 0 | FALSE | 0 | FALSE | 0 | FALSE | 0 | FALSE | 0 | FALSE | 0 | FALSE | 0 | FALSE | 0 | FALSE | 0 | FALSE | 0 | FALSE | 0 | FALSE | 0 | FALSE | 0 | FALSE | 0 | FALSE | 0 | FALSE | 0 | FALSE | 0
50 |  | 0 | 1264 | FALSE | 0 | FALSE | 0 | FALSE | 0 | FALSE | 0 | FALSE | 0 | FALSE | 0 | FALSE | 0 | FALSE | 0 | FALSE | 0 | FALSE | 0 | FALSE | 0 | FALSE | 0 | FALSE | 0 | FALSE | 0 | FALSE | 0 | FALSE | 0 | FALSE | 0 | FALSE | 0 | FALSE | 0 | FALSE | 0 | FALSE | 0 | FALSE | 0 | FALSE | 0 | FALSE | 0 | FALSE | 0 | FALSE | 0 | FALSE | 0 | FALSE | 0 | FALSE | 0 | FALSE | 0 | TRUE | 900 | FALSE | 0 | FALSE | 0 | FALSE | 0 | FALSE | 0 | FALSE | 0 | FALSE | 0 | FALSE | 0 | FALSE | 0 | FALSE | 0 | FALSE | 0 | FALSE | 0 | FALSE | 0 | FALSE | 0 | FALSE | 0 | FALSE | 0 | FALSE | 0 | FALSE | 0 | FALSE | 0 | FALSE | 0 | FALSE | 0
50 |  | 0 | 1263 | FALSE | 0 | FALSE | 0 | FALSE | 0 | FALSE | 0 | FALSE | 0 | FALSE | 0 | FALSE | 0 | FALSE | 0 | FALSE | 0 | FALSE | 0 | FALSE | 0 | FALSE | 0 | FALSE | 0 | FALSE | 0 | FALSE | 0 | FALSE | 0 | FALSE | 0 | FALSE | 0 | FALSE | 0 | FALSE | 0 | FALSE | 0 | FALSE | 0 | FALSE | 0 | FALSE | 0 | FALSE | 0 | FALSE | 0 | FALSE | 0 | FALSE | 0 | FALSE | 0 | FALSE | 0 | TRUE | 900 | FALSE | 0 | FALSE | 0 | FALSE | 0 | FALSE | 0 | FALSE | 0 | FALSE | 0 | FALSE | 0 | FALSE | 0 | FALSE | 0 | FALSE | 0 | FALSE | 0 | FALSE | 0 | FALSE | 0 | FALSE | 0 | FALSE | 0 | FALSE | 0 | FALSE | 0 | FALSE | 0 | FALSE | 0 | FALSE | 0
50 |  | 0 | 1262 | FALSE | 0 | FALSE | 0 | FALSE | 0 | FALSE | 0 | FALSE | 0 | FALSE | 0 | FALSE | 0 | FALSE | 0 | FALSE | 0 | FALSE | 0 | FALSE | 0 | FALSE | 0 | FALSE | 0 | FALSE | 0 | FALSE | 0 | FALSE | 0 | FALSE | 0 | FALSE | 0 | FALSE | 0 | FALSE | 0 | FALSE | 0 | FALSE | 0 | FALSE | 0 | FALSE | 0 | FALSE | 0 | FALSE | 0 | FALSE | 0 | FALSE | 0 | FALSE | 0 | FALSE | 0 | TRUE | 900 | FALSE | 0 | FALSE | 0 | FALSE | 0 | FALSE | 0 | FALSE | 0 | FALSE | 0 | FALSE | 0 | FALSE | 0 | FALSE | 0 | FALSE | 0 | FALSE | 0 | FALSE | 0 | FALSE | 0 | FALSE | 0 | FALSE | 0 | FALSE | 0 | FALSE | 0 | FALSE | 0 | FALSE | 0 | FALSE | 0
50 |  | 0 | 1261 | FALSE | 0 | FALSE | 0 | FALSE | 0 | FALSE | 0 | FALSE | 0 | FALSE | 0 | FALSE | 0 | FALSE | 0 | FALSE | 0 | FALSE | 0 | FALSE | 0 | FALSE | 0 | FALSE | 0 | FALSE | 0 | FALSE | 0 | FALSE | 0 | FALSE | 0 | FALSE | 0 | FALSE | 0 | FALSE | 0 | FALSE | 0 | FALSE | 0 | FALSE | 0 | FALSE | 0 | FALSE | 0 | FALSE | 0 | FALSE | 0 | FALSE | 0 | FALSE | 0 | FALSE | 0 | TRUE | 900 | FALSE | 0 | FALSE | 0 | FALSE | 0 | FALSE | 0 | FALSE | 0 | FALSE | 0 | FALSE | 0 | FALSE | 0 | FALSE | 0 | FALSE | 0 | FALSE | 0 | FALSE | 0 | FALSE | 0 | FALSE | 0 | FALSE | 0 | FALSE | 0 | FALSE | 0 | FALSE | 0 | FALSE | 0 | FALSE | 0
50 |  | 0 | 1260 | FALSE | 0 | FALSE | 0 | FALSE | 0 | FALSE | 0 | FALSE | 0 | FALSE | 0 | FALSE | 0 | FALSE | 0 | FALSE | 0 | FALSE | 0 | FALSE | 0 | FALSE | 0 | FALSE | 0 | FALSE | 0 | FALSE | 0 | FALSE | 0 | FALSE | 0 | FALSE | 0 | FALSE | 0 | FALSE | 0 | FALSE | 0 | FALSE | 0 | FALSE | 0 | FALSE | 0 | FALSE | 0 | FALSE | 0 | FALSE | 0 | FALSE | 0 | FALSE | 0 | FALSE | 0 | TRUE | 900 | FALSE | 0 | FALSE | 0 | FALSE | 0 | FALSE | 0 | FALSE | 0 | FALSE | 0 | FALSE | 0 | FALSE | 0 | FALSE | 0 | FALSE | 0 | FALSE | 0 | FALSE | 0 | FALSE | 0 | FALSE | 0 | FALSE | 0 | FALSE | 0 | FALSE | 0 | FALSE | 0 | FALSE | 0 | FALSE | 0
50 |  | 0 | 1259 | FALSE | 0 | FALSE | 0 | FALSE | 0 | FALSE | 0 | FALSE | 0 | FALSE | 0 | FALSE | 0 | FALSE | 0 | FALSE | 0 | FALSE | 0 | FALSE | 0 | FALSE | 0 | FALSE | 0 | FALSE | 0 | FALSE | 0 | FALSE | 0 | FALSE | 0 | FALSE | 0 | FALSE | 0 | FALSE | 0 | FALSE | 0 | FALSE | 0 | FALSE | 0 | FALSE | 0 | FALSE | 0 | FALSE | 0 | FALSE | 0 | FALSE | 0 | FALSE | 0 | FALSE | 0 | TRUE | 900 | FALSE | 0 | FALSE | 0 | FALSE | 0 | FALSE | 0 | FALSE | 0 | FALSE | 0 | FALSE | 0 | FALSE | 0 | FALSE | 0 | FALSE | 0 | FALSE | 0 | FALSE | 0 | FALSE | 0 | FALSE | 0 | FALSE | 0 | FALSE | 0 | FALSE | 0 | FALSE | 0 | FALSE | 0 | FALSE | 0
50 |  | 0 | 1258 | FALSE | 0 | FALSE | 0 | FALSE | 0 | FALSE | 0 | FALSE | 0 | FALSE | 0 | FALSE | 0 | FALSE | 0 | FALSE | 0 | FALSE | 0 | FALSE | 0 | FALSE | 0 | FALSE | 0 | FALSE | 0 | FALSE | 0 | FALSE | 0 | FALSE | 0 | FALSE | 0 | FALSE | 0 | FALSE | 0 | FALSE | 0 | FALSE | 0 | FALSE | 0 | FALSE | 0 | FALSE | 0 | FALSE | 0 | FALSE | 0 | FALSE | 0 | FALSE | 0 | FALSE | 0 | TRUE | 900 | FALSE | 0 | FALSE | 0 | FALSE | 0 | FALSE | 0 | FALSE | 0 | FALSE | 0 | FALSE | 0 | FALSE | 0 | FALSE | 0 | FALSE | 0 | FALSE | 0 | FALSE | 0 | FALSE | 0 | FALSE | 0 | FALSE | 0 | FALSE | 0 | FALSE | 0 | FALSE | 0 | FALSE | 0 | FALSE | 0
50 |  | 0 | 1257 | FALSE | 0 | FALSE | 0 | FALSE | 0 | FALSE | 0 | FALSE | 0 | FALSE | 0 | FALSE | 0 | FALSE | 0 | FALSE | 0 | FALSE | 0 | FALSE | 0 | FALSE | 0 | FALSE | 0 | FALSE | 0 | FALSE | 0 | FALSE | 0 | FALSE | 0 | FALSE | 0 | FALSE | 0 | FALSE | 0 | FALSE | 0 | FALSE | 0 | FALSE | 0 | FALSE | 0 | FALSE | 0 | FALSE | 0 | FALSE | 0 | FALSE | 0 | FALSE | 0 | FALSE | 0 | TRUE | 900 | FALSE | 0 | FALSE | 0 | FALSE | 0 | FALSE | 0 | FALSE | 0 | FALSE | 0 | FALSE | 0 | FALSE | 0 | FALSE | 0 | FALSE | 0 | FALSE | 0 | FALSE | 0 | FALSE | 0 | FALSE | 0 | FALSE | 0 | FALSE | 0 | FALSE | 0 | FALSE | 0 | FALSE | 0 | FALSE | 0
50 |  | 0 | 1256 | FALSE | 0 | FALSE | 0 | FALSE | 0 | FALSE | 0 | FALSE | 0 | FALSE | 0 | FALSE | 0 | FALSE | 0 | FALSE | 0 | FALSE | 0 | FALSE | 0 | FALSE | 0 | FALSE | 0 | FALSE | 0 | FALSE | 0 | FALSE | 0 | FALSE | 0 | FALSE | 0 | FALSE | 0 | FALSE | 0 | FALSE | 0 | FALSE | 0 | FALSE | 0 | FALSE | 0 | FALSE | 0 | FALSE | 0 | FALSE | 0 | FALSE | 0 | FALSE | 0 | FALSE | 0 | TRUE | 900 | FALSE | 0 | FALSE | 0 | FALSE | 0 | FALSE | 0 | FALSE | 0 | FALSE | 0 | FALSE | 0 | FALSE | 0 | FALSE | 0 | FALSE | 0 | FALSE | 0 | FALSE | 0 | FALSE | 0 | FALSE | 0 | FALSE | 0 | FALSE | 0 | FALSE | 0 | FALSE | 0 | FALSE | 0 | FALSE | 0
50 |  | 0 | 1255 | FALSE | 0 | FALSE | 0 | FALSE | 0 | FALSE | 0 | FALSE | 0 | FALSE | 0 | FALSE | 0 | FALSE | 0 | FALSE | 0 | FALSE | 0 | FALSE | 0 | FALSE | 0 | FALSE | 0 | FALSE | 0 | FALSE | 0 | FALSE | 0 | FALSE | 0 | FALSE | 0 | FALSE | 0 | FALSE | 0 | FALSE | 0 | FALSE | 0 | FALSE | 0 | FALSE | 0 | FALSE | 0 | FALSE | 0 | FALSE | 0 | FALSE | 0 | FALSE | 0 | FALSE | 0 | TRUE | 900 | FALSE | 0 | FALSE | 0 | FALSE | 0 | FALSE | 0 | FALSE | 0 | FALSE | 0 | FALSE | 0 | FALSE | 0 | FALSE | 0 | FALSE | 0 | FALSE | 0 | FALSE | 0 | FALSE | 0 | FALSE | 0 | FALSE | 0 | FALSE | 0 | FALSE | 0 | FALSE | 0 | FALSE | 0 | FALSE | 0
50 |  | 0 | 1254 | FALSE | 0 | FALSE | 0 | FALSE | 0 | FALSE | 0 | FALSE | 0 | FALSE | 0 | FALSE | 0 | FALSE | 0 | FALSE | 0 | FALSE | 0 | FALSE | 0 | FALSE | 0 | FALSE | 0 | FALSE | 0 | FALSE | 0 | FALSE | 0 | FALSE | 0 | FALSE | 0 | FALSE | 0 | FALSE | 0 | FALSE | 0 | FALSE | 0 | FALSE | 0 | FALSE | 0 | FALSE | 0 | FALSE | 0 | FALSE | 0 | FALSE | 0 | FALSE | 0 | FALSE | 0 | TRUE | 900 | FALSE | 0 | FALSE | 0 | FALSE | 0 | FALSE | 0 | FALSE | 0 | FALSE | 0 | FALSE | 0 | FALSE | 0 | FALSE | 0 | FALSE | 0 | FALSE | 0 | FALSE | 0 | FALSE | 0 | FALSE | 0 | FALSE | 0 | FALSE | 0 | FALSE | 0 | FALSE | 0 | FALSE | 0 | FALSE | 0
50 |  | 0 | 1253 | FALSE | 0 | FALSE | 0 | FALSE | 0 | FALSE | 0 | FALSE | 0 | FALSE | 0 | FALSE | 0 | FALSE | 0 | FALSE | 0 | FALSE | 0 | FALSE | 0 | FALSE | 0 | FALSE | 0 | FALSE | 0 | FALSE | 0 | FALSE | 0 | FALSE | 0 | FALSE | 0 | FALSE | 0 | FALSE | 0 | FALSE | 0 | FALSE | 0 | FALSE | 0 | FALSE | 0 | FALSE | 0 | FALSE | 0 | FALSE | 0 | FALSE | 0 | FALSE | 0 | FALSE | 0 | TRUE | 900 | FALSE | 0 | FALSE | 0 | FALSE | 0 | FALSE | 0 | FALSE | 0 | FALSE | 0 | FALSE | 0 | FALSE | 0 | FALSE | 0 | FALSE | 0 | FALSE | 0 | FALSE | 0 | FALSE | 0 | FALSE | 0 | FALSE | 0 | FALSE | 0 | FALSE | 0 | FALSE | 0 | FALSE | 0 | FALSE | 0
50 |  | 0 | 1252 | FALSE | 0 | FALSE | 0 | FALSE | 0 | FALSE | 0 | FALSE | 0 | FALSE | 0 | FALSE | 0 | FALSE | 0 | FALSE | 0 | FALSE | 0 | FALSE | 0 | FALSE | 0 | FALSE | 0 | FALSE | 0 | FALSE | 0 | FALSE | 0 | FALSE | 0 | FALSE | 0 | FALSE | 0 | FALSE | 0 | FALSE | 0 | FALSE | 0 | FALSE | 0 | FALSE | 0 | FALSE | 0 | FALSE | 0 | FALSE | 0 | FALSE | 0 | FALSE | 0 | FALSE | 0 | TRUE | 900 | FALSE | 0 | FALSE | 0 | FALSE | 0 | FALSE | 0 | FALSE | 0 | FALSE | 0 | FALSE | 0 | FALSE | 0 | FALSE | 0 | FALSE | 0 | FALSE | 0 | FALSE | 0 | FALSE | 0 | FALSE | 0 | FALSE | 0 | FALSE | 0 | FALSE | 0 | FALSE | 0 | FALSE | 0 | FALSE | 0
50 |  | 0 | 1251 | FALSE | 0 | FALSE | 0 | FALSE | 0 | FALSE | 0 | FALSE | 0 | FALSE | 0 | FALSE | 0 | FALSE | 0 | FALSE | 0 | FALSE | 0 | FALSE | 0 | FALSE | 0 | FALSE | 0 | FALSE | 0 | FALSE | 0 | FALSE | 0 | FALSE | 0 | FALSE | 0 | FALSE | 0 | FALSE | 0 | FALSE | 0 | FALSE | 0 | FALSE | 0 | FALSE | 0 | FALSE | 0 | FALSE | 0 | FALSE | 0 | FALSE | 0 | FALSE | 0 | FALSE | 0 | TRUE | 900 | FALSE | 0 | FALSE | 0 | FALSE | 0 | FALSE | 0 | FALSE | 0 | FALSE | 0 | FALSE | 0 | FALSE | 0 | FALSE | 0 | FALSE | 0 | FALSE | 0 | FALSE | 0 | FALSE | 0 | FALSE | 0 | FALSE | 0 | FALSE | 0 | FALSE | 0 | FALSE | 0 | FALSE | 0 | FALSE | 0
50 |  | 0 | 1250 | FALSE | 0 | FALSE | 0 | FALSE | 0 | FALSE | 0 | FALSE | 0 | FALSE | 0 | FALSE | 0 | FALSE | 0 | FALSE | 0 | FALSE | 0 | FALSE | 0 | FALSE | 0 | FALSE | 0 | FALSE | 0 | FALSE | 0 | FALSE | 0 | FALSE | 0 | FALSE | 0 | FALSE | 0 | FALSE | 0 | FALSE | 0 | FALSE | 0 | FALSE | 0 | FALSE | 0 | FALSE | 0 | FALSE | 0 | FALSE | 0 | FALSE | 0 | FALSE | 0 | FALSE | 0 | TRUE | 900 | FALSE | 0 | FALSE | 0 | FALSE | 0 | FALSE | 0 | FALSE | 0 | FALSE | 0 | FALSE | 0 | FALSE | 0 | FALSE | 0 | FALSE | 0 | FALSE | 0 | FALSE | 0 | FALSE | 0 | FALSE | 0 | FALSE | 0 | FALSE | 0 | FALSE | 0 | FALSE | 0 | FALSE | 0 | FALSE | 0
50 |  | 0 | 1249 | FALSE | 0 | FALSE | 0 | FALSE | 0 | FALSE | 0 | FALSE | 0 | FALSE | 0 | FALSE | 0 | FALSE | 0 | FALSE | 0 | FALSE | 0 | FALSE | 0 | FALSE | 0 | FALSE | 0 | FALSE | 0 | FALSE | 0 | FALSE | 0 | FALSE | 0 | FALSE | 0 | FALSE | 0 | FALSE | 0 | FALSE | 0 | FALSE | 0 | FALSE | 0 | FALSE | 0 | FALSE | 0 | FALSE | 0 | FALSE | 0 | FALSE | 0 | FALSE | 0 | FALSE | 0 | TRUE | 900 | FALSE | 0 | FALSE | 0 | FALSE | 0 | FALSE | 0 | FALSE | 0 | FALSE | 0 | FALSE | 0 | FALSE | 0 | FALSE | 0 | FALSE | 0 | FALSE | 0 | FALSE | 0 | FALSE | 0 | FALSE | 0 | FALSE | 0 | FALSE | 0 | FALSE | 0 | FALSE | 0 | FALSE | 0 | FALSE | 0
50 |  | 0 | 1248 | FALSE | 0 | FALSE | 0 | FALSE | 0 | FALSE | 0 | FALSE | 0 | FALSE | 0 | FALSE | 0 | FALSE | 0 | FALSE | 0 | FALSE | 0 | FALSE | 0 | FALSE | 0 | FALSE | 0 | FALSE | 0 | FALSE | 0 | FALSE | 0 | FALSE | 0 | FALSE | 0 | FALSE | 0 | FALSE | 0 | FALSE | 0 | FALSE | 0 | FALSE | 0 | FALSE | 0 | FALSE | 0 | FALSE | 0 | FALSE | 0 | FALSE | 0 | FALSE | 0 | FALSE | 0 | TRUE | 900 | FALSE | 0 | FALSE | 0 | FALSE | 0 | FALSE | 0 | FALSE | 0 | FALSE | 0 | FALSE | 0 | FALSE | 0 | FALSE | 0 | FALSE | 0 | FALSE | 0 | FALSE | 0 | FALSE | 0 | FALSE | 0 | FALSE | 0 | FALSE | 0 | FALSE | 0 | FALSE | 0 | FALSE | 0 | FALSE | 0
50 |  | 0 | 1247 | FALSE | 0 | FALSE | 0 | FALSE | 0 | FALSE | 0 | FALSE | 0 | FALSE | 0 | FALSE | 0 | FALSE | 0 | FALSE | 0 | FALSE | 0 | FALSE | 0 | FALSE | 0 | FALSE | 0 | FALSE | 0 | FALSE | 0 | FALSE | 0 | FALSE | 0 | FALSE | 0 | FALSE | 0 | FALSE | 0 | FALSE | 0 | FALSE | 0 | FALSE | 0 | FALSE | 0 | FALSE | 0 | FALSE | 0 | FALSE | 0 | FALSE | 0 | FALSE | 0 | FALSE | 0 | TRUE | 900 | FALSE | 0 | FALSE | 0 | FALSE | 0 | FALSE | 0 | FALSE | 0 | FALSE | 0 | FALSE | 0 | FALSE | 0 | FALSE | 0 | FALSE | 0 | FALSE | 0 | FALSE | 0 | FALSE | 0 | FALSE | 0 | FALSE | 0 | FALSE | 0 | FALSE | 0 | FALSE | 0 | FALSE | 0 | FALSE | 0
50 |  | 0 | 1246 | FALSE | 0 | FALSE | 0 | FALSE | 0 | FALSE | 0 | FALSE | 0 | FALSE | 0 | FALSE | 0 | FALSE | 0 | FALSE | 0 | FALSE | 0 | FALSE | 0 | FALSE | 0 | FALSE | 0 | FALSE | 0 | FALSE | 0 | FALSE | 0 | FALSE | 0 | FALSE | 0 | FALSE | 0 | FALSE | 0 | FALSE | 0 | FALSE | 0 | FALSE | 0 | FALSE | 0 | FALSE | 0 | FALSE | 0 | FALSE | 0 | FALSE | 0 | FALSE | 0 | FALSE | 0 | TRUE | 900 | FALSE | 0 | FALSE | 0 | FALSE | 0 | FALSE | 0 | FALSE | 0 | FALSE | 0 | FALSE | 0 | FALSE | 0 | FALSE | 0 | FALSE | 0 | FALSE | 0 | FALSE | 0 | FALSE | 0 | FALSE | 0 | FALSE | 0 | FALSE | 0 | FALSE | 0 | FALSE | 0 | FALSE | 0 | FALSE | 0
50 |  | 0 | 1245 | FALSE | 0 | FALSE | 0 | FALSE | 0 | FALSE | 0 | FALSE | 0 | FALSE | 0 | FALSE | 0 | FALSE | 0 | FALSE | 0 | FALSE | 0 | FALSE | 0 | FALSE | 0 | FALSE | 0 | FALSE | 0 | FALSE | 0 | FALSE | 0 | FALSE | 0 | FALSE | 0 | FALSE | 0 | FALSE | 0 | FALSE | 0 | FALSE | 0 | FALSE | 0 | FALSE | 0 | FALSE | 0 | FALSE | 0 | FALSE | 0 | FALSE | 0 | FALSE | 0 | FALSE | 0 | TRUE | 900 | FALSE | 0 | FALSE | 0 | FALSE | 0 | FALSE | 0 | FALSE | 0 | FALSE | 0 | FALSE | 0 | FALSE | 0 | FALSE | 0 | FALSE | 0 | FALSE | 0 | FALSE | 0 | FALSE | 0 | FALSE | 0 | FALSE | 0 | FALSE | 0 | FALSE | 0 | FALSE | 0 | FALSE | 0 | FALSE | 0
50 |  | 0 | 1244 | FALSE | 0 | FALSE | 0 | FALSE | 0 | FALSE | 0 | FALSE | 0 | FALSE | 0 | FALSE | 0 | FALSE | 0 | FALSE | 0 | FALSE | 0 | FALSE | 0 | FALSE | 0 | FALSE | 0 | FALSE | 0 | FALSE | 0 | FALSE | 0 | FALSE | 0 | FALSE | 0 | FALSE | 0 | FALSE | 0 | FALSE | 0 | FALSE | 0 | FALSE | 0 | FALSE | 0 | FALSE | 0 | FALSE | 0 | FALSE | 0 | FALSE | 0 | FALSE | 0 | FALSE | 0 | TRUE | 900 | FALSE | 0 | FALSE | 0 | FALSE | 0 | FALSE | 0 | FALSE | 0 | FALSE | 0 | FALSE | 0 | FALSE | 0 | FALSE | 0 | FALSE | 0 | FALSE | 0 | FALSE | 0 | FALSE | 0 | FALSE | 0 | FALSE | 0 | FALSE | 0 | FALSE | 0 | FALSE | 0 | FALSE | 0 | FALSE | 0
50 |  | 0 | 1243 | FALSE | 0 | FALSE | 0 | FALSE | 0 | FALSE | 0 | FALSE | 0 | FALSE | 0 | FALSE | 0 | FALSE | 0 | FALSE | 0 | FALSE | 0 | FALSE | 0 | FALSE | 0 | FALSE | 0 | FALSE | 0 | FALSE | 0 | FALSE | 0 | FALSE | 0 | FALSE | 0 | FALSE | 0 | FALSE | 0 | FALSE | 0 | FALSE | 0 | FALSE | 0 | FALSE | 0 | FALSE | 0 | FALSE | 0 | FALSE | 0 | FALSE | 0 | FALSE | 0 | FALSE | 0 | TRUE | 900 | FALSE | 0 | FALSE | 0 | FALSE | 0 | FALSE | 0 | FALSE | 0 | FALSE | 0 | FALSE | 0 | FALSE | 0 | FALSE | 0 | FALSE | 0 | FALSE | 0 | FALSE | 0 | FALSE | 0 | FALSE | 0 | FALSE | 0 | FALSE | 0 | FALSE | 0 | FALSE | 0 | FALSE | 0 | FALSE | 0
50 |  | 0 | 1242 | FALSE | 0 | FALSE | 0 | FALSE | 0 | FALSE | 0 | FALSE | 0 | FALSE | 0 | FALSE | 0 | FALSE | 0 | FALSE | 0 | FALSE | 0 | FALSE | 0 | FALSE | 0 | FALSE | 0 | FALSE | 0 | FALSE | 0 | FALSE | 0 | FALSE | 0 | FALSE | 0 | FALSE | 0 | FALSE | 0 | FALSE | 0 | FALSE | 0 | FALSE | 0 | FALSE | 0 | FALSE | 0 | FALSE | 0 | FALSE | 0 | FALSE | 0 | FALSE | 0 | FALSE | 0 | TRUE | 900 | FALSE | 0 | FALSE | 0 | FALSE | 0 | FALSE | 0 | FALSE | 0 | FALSE | 0 | FALSE | 0 | FALSE | 0 | FALSE | 0 | FALSE | 0 | FALSE | 0 | FALSE | 0 | FALSE | 0 | FALSE | 0 | FALSE | 0 | FALSE | 0 | FALSE | 0 | FALSE | 0 | FALSE | 0 | FALSE | 0
50 |  | 0 | 1241 | FALSE | 0 | FALSE | 0 | FALSE | 0 | FALSE | 0 | FALSE | 0 | FALSE | 0 | FALSE | 0 | FALSE | 0 | FALSE | 0 | FALSE | 0 | FALSE | 0 | FALSE | 0 | FALSE | 0 | FALSE | 0 | FALSE | 0 | FALSE | 0 | FALSE | 0 | FALSE | 0 | FALSE | 0 | FALSE | 0 | FALSE | 0 | FALSE | 0 | FALSE | 0 | FALSE | 0 | FALSE | 0 | FALSE | 0 | FALSE | 0 | FALSE | 0 | FALSE | 0 | FALSE | 0 | TRUE | 900 | FALSE | 0 | FALSE | 0 | FALSE | 0 | FALSE | 0 | FALSE | 0 | FALSE | 0 | FALSE | 0 | FALSE | 0 | FALSE | 0 | FALSE | 0 | FALSE | 0 | FALSE | 0 | FALSE | 0 | FALSE | 0 | FALSE | 0 | FALSE | 0 | FALSE | 0 | FALSE | 0 | FALSE | 0 | FALSE | 0
50 |  | 0 | 1240 | FALSE | 0 | FALSE | 0 | FALSE | 0 | FALSE | 0 | FALSE | 0 | FALSE | 0 | FALSE | 0 | FALSE | 0 | FALSE | 0 | FALSE | 0 | FALSE | 0 | FALSE | 0 | FALSE | 0 | FALSE | 0 | FALSE | 0 | FALSE | 0 | FALSE | 0 | FALSE | 0 | FALSE | 0 | FALSE | 0 | FALSE | 0 | FALSE | 0 | FALSE | 0 | FALSE | 0 | FALSE | 0 | FALSE | 0 | FALSE | 0 | FALSE | 0 | FALSE | 0 | FALSE | 0 | TRUE | 900 | FALSE | 0 | FALSE | 0 | FALSE | 0 | FALSE | 0 | FALSE | 0 | FALSE | 0 | FALSE | 0 | FALSE | 0 | FALSE | 0 | FALSE | 0 | FALSE | 0 | FALSE | 0 | FALSE | 0 | FALSE | 0 | FALSE | 0 | FALSE | 0 | FALSE | 0 | FALSE | 0 | FALSE | 0 | FALSE | 0
50 |  | 0 | 1239 | FALSE | 0 | FALSE | 0 | FALSE | 0 | FALSE | 0 | FALSE | 0 | FALSE | 0 | FALSE | 0 | FALSE | 0 | FALSE | 0 | FALSE | 0 | FALSE | 0 | FALSE | 0 | FALSE | 0 | FALSE | 0 | FALSE | 0 | FALSE | 0 | FALSE | 0 | FALSE | 0 | FALSE | 0 | FALSE | 0 | FALSE | 0 | FALSE | 0 | FALSE | 0 | FALSE | 0 | FALSE | 0 | FALSE | 0 | FALSE | 0 | FALSE | 0 | FALSE | 0 | FALSE | 0 | TRUE | 900 | FALSE | 0 | FALSE | 0 | FALSE | 0 | FALSE | 0 | FALSE | 0 | FALSE | 0 | FALSE | 0 | FALSE | 0 | FALSE | 0 | FALSE | 0 | FALSE | 0 | FALSE | 0 | FALSE | 0 | FALSE | 0 | FALSE | 0 | FALSE | 0 | FALSE | 0 | FALSE | 0 | FALSE | 0 | FALSE | 0
50 |  | 0 | 1238 | FALSE | 0 | FALSE | 0 | FALSE | 0 | FALSE | 0 | FALSE | 0 | FALSE | 0 | FALSE | 0 | FALSE | 0 | FALSE | 0 | FALSE | 0 | FALSE | 0 | FALSE | 0 | FALSE | 0 | FALSE | 0 | FALSE | 0 | FALSE | 0 | FALSE | 0 | FALSE | 0 | FALSE | 0 | FALSE | 0 | FALSE | 0 | FALSE | 0 | FALSE | 0 | FALSE | 0 | FALSE | 0 | FALSE | 0 | FALSE | 0 | FALSE | 0 | FALSE | 0 | FALSE | 0 | TRUE | 900 | FALSE | 0 | FALSE | 0 | FALSE | 0 | FALSE | 0 | FALSE | 0 | FALSE | 0 | FALSE | 0 | FALSE | 0 | FALSE | 0 | FALSE | 0 | FALSE | 0 | FALSE | 0 | FALSE | 0 | FALSE | 0 | FALSE | 0 | FALSE | 0 | FALSE | 0 | FALSE | 0 | FALSE | 0 | FALSE | 0
50 |  | 0 | 1237 | FALSE | 0 | FALSE | 0 | FALSE | 0 | FALSE | 0 | FALSE | 0 | FALSE | 0 | FALSE | 0 | FALSE | 0 | FALSE | 0 | FALSE | 0 | FALSE | 0 | FALSE | 0 | FALSE | 0 | FALSE | 0 | FALSE | 0 | FALSE | 0 | FALSE | 0 | FALSE | 0 | FALSE | 0 | FALSE | 0 | FALSE | 0 | FALSE | 0 | FALSE | 0 | FALSE | 0 | FALSE | 0 | FALSE | 0 | FALSE | 0 | FALSE | 0 | FALSE | 0 | FALSE | 0 | TRUE | 900 | FALSE | 0 | FALSE | 0 | FALSE | 0 | FALSE | 0 | FALSE | 0 | FALSE | 0 | FALSE | 0 | FALSE | 0 | FALSE | 0 | FALSE | 0 | FALSE | 0 | FALSE | 0 | FALSE | 0 | FALSE | 0 | FALSE | 0 | FALSE | 0 | FALSE | 0 | FALSE | 0 | FALSE | 0 | FALSE | 0
50 |  | 0 | 1236 | FALSE | 0 | FALSE | 0 | FALSE | 0 | FALSE | 0 | FALSE | 0 | FALSE | 0 | FALSE | 0 | FALSE | 0 | FALSE | 0 | FALSE | 0 | FALSE | 0 | FALSE | 0 | FALSE | 0 | FALSE | 0 | FALSE | 0 | FALSE | 0 | FALSE | 0 | FALSE | 0 | FALSE | 0 | FALSE | 0 | FALSE | 0 | FALSE | 0 | FALSE | 0 | FALSE | 0 | FALSE | 0 | FALSE | 0 | FALSE | 0 | FALSE | 0 | FALSE | 0 | FALSE | 0 | TRUE | 900 | FALSE | 0 | FALSE | 0 | FALSE | 0 | FALSE | 0 | FALSE | 0 | FALSE | 0 | FALSE | 0 | FALSE | 0 | FALSE | 0 | FALSE | 0 | FALSE | 0 | FALSE | 0 | FALSE | 0 | FALSE | 0 | FALSE | 0 | FALSE | 0 | FALSE | 0 | FALSE | 0 | FALSE | 0 | FALSE | 0
50 |  | 0 | 1235 | FALSE | 0 | FALSE | 0 | FALSE | 0 | FALSE | 0 | FALSE | 0 | FALSE | 0 | FALSE | 0 | FALSE | 0 | FALSE | 0 | FALSE | 0 | FALSE | 0 | FALSE | 0 | FALSE | 0 | FALSE | 0 | FALSE | 0 | FALSE | 0 | FALSE | 0 | FALSE | 0 | FALSE | 0 | FALSE | 0 | FALSE | 0 | FALSE | 0 | FALSE | 0 | FALSE | 0 | FALSE | 0 | FALSE | 0 | FALSE | 0 | FALSE | 0 | FALSE | 0 | FALSE | 0 | TRUE | 900 | FALSE | 0 | FALSE | 0 | FALSE | 0 | FALSE | 0 | FALSE | 0 | FALSE | 0 | FALSE | 0 | FALSE | 0 | FALSE | 0 | FALSE | 0 | FALSE | 0 | FALSE | 0 | FALSE | 0 | FALSE | 0 | FALSE | 0 | FALSE | 0 | FALSE | 0 | FALSE | 0 | FALSE | 0 | FALSE | 0
50 |  | 0 | 1234 | FALSE | 0 | FALSE | 0 | FALSE | 0 | FALSE | 0 | FALSE | 0 | FALSE | 0 | FALSE | 0 | FALSE | 0 | FALSE | 0 | FALSE | 0 | FALSE | 0 | FALSE | 0 | FALSE | 0 | FALSE | 0 | FALSE | 0 | FALSE | 0 | FALSE | 0 | FALSE | 0 | FALSE | 0 | FALSE | 0 | FALSE | 0 | FALSE | 0 | FALSE | 0 | FALSE | 0 | FALSE | 0 | FALSE | 0 | FALSE | 0 | FALSE | 0 | FALSE | 0 | FALSE | 0 | TRUE | 900 | FALSE | 0 | FALSE | 0 | FALSE | 0 | FALSE | 0 | FALSE | 0 | FALSE | 0 | FALSE | 0 | FALSE | 0 | FALSE | 0 | FALSE | 0 | FALSE | 0 | FALSE | 0 | FALSE | 0 | FALSE | 0 | FALSE | 0 | FALSE | 0 | FALSE | 0 | FALSE | 0 | FALSE | 0 | FALSE | 0
50 |  | 0 | 1233 | FALSE | 0 | FALSE | 0 | FALSE | 0 | FALSE | 0 | FALSE | 0 | FALSE | 0 | FALSE | 0 | FALSE | 0 | FALSE | 0 | FALSE | 0 | FALSE | 0 | FALSE | 0 | FALSE | 0 | FALSE | 0 | FALSE | 0 | FALSE | 0 | FALSE | 0 | FALSE | 0 | FALSE | 0 | FALSE | 0 | FALSE | 0 | FALSE | 0 | FALSE | 0 | FALSE | 0 | FALSE | 0 | FALSE | 0 | FALSE | 0 | FALSE | 0 | FALSE | 0 | FALSE | 0 | TRUE | 900 | FALSE | 0 | FALSE | 0 | FALSE | 0 | FALSE | 0 | FALSE | 0 | FALSE | 0 | FALSE | 0 | FALSE | 0 | FALSE | 0 | FALSE | 0 | FALSE | 0 | FALSE | 0 | FALSE | 0 | FALSE | 0 | FALSE | 0 | FALSE | 0 | FALSE | 0 | FALSE | 0 | FALSE | 0 | FALSE | 0
50 |  | 0 | 1232 | FALSE | 0 | FALSE | 0 | FALSE | 0 | FALSE | 0 | FALSE | 0 | FALSE | 0 | FALSE | 0 | FALSE | 0 | FALSE | 0 | FALSE | 0 | FALSE | 0 | FALSE | 0 | FALSE | 0 | FALSE | 0 | FALSE | 0 | FALSE | 0 | FALSE | 0 | FALSE | 0 | FALSE | 0 | FALSE | 0 | FALSE | 0 | FALSE | 0 | FALSE | 0 | FALSE | 0 | FALSE | 0 | FALSE | 0 | FALSE | 0 | FALSE | 0 | FALSE | 0 | FALSE | 0 | TRUE | 900 | FALSE | 0 | FALSE | 0 | FALSE | 0 | FALSE | 0 | FALSE | 0 | FALSE | 0 | FALSE | 0 | FALSE | 0 | FALSE | 0 | FALSE | 0 | FALSE | 0 | FALSE | 0 | FALSE | 0 | FALSE | 0 | FALSE | 0 | FALSE | 0 | FALSE | 0 | FALSE | 0 | FALSE | 0 | FALSE | 0
50 |  | 0 | 1231 | FALSE | 0 | FALSE | 0 | FALSE | 0 | FALSE | 0 | FALSE | 0 | FALSE | 0 | FALSE | 0 | FALSE | 0 | FALSE | 0 | FALSE | 0 | FALSE | 0 | FALSE | 0 | FALSE | 0 | FALSE | 0 | FALSE | 0 | FALSE | 0 | FALSE | 0 | FALSE | 0 | FALSE | 0 | FALSE | 0 | FALSE | 0 | FALSE | 0 | FALSE | 0 | FALSE | 0 | FALSE | 0 | FALSE | 0 | FALSE | 0 | FALSE | 0 | FALSE | 0 | FALSE | 0 | TRUE | 900 | FALSE | 0 | FALSE | 0 | FALSE | 0 | FALSE | 0 | FALSE | 0 | FALSE | 0 | FALSE | 0 | FALSE | 0 | FALSE | 0 | FALSE | 0 | FALSE | 0 | FALSE | 0 | FALSE | 0 | FALSE | 0 | FALSE | 0 | FALSE | 0 | FALSE | 0 | FALSE | 0 | FALSE | 0 | FALSE | 0
50 |  | 0 | 1230 | FALSE | 0 | FALSE | 0 | FALSE | 0 | FALSE | 0 | FALSE | 0 | FALSE | 0 | FALSE | 0 | FALSE | 0 | FALSE | 0 | FALSE | 0 | FALSE | 0 | FALSE | 0 | FALSE | 0 | FALSE | 0 | FALSE | 0 | FALSE | 0 | FALSE | 0 | FALSE | 0 | FALSE | 0 | FALSE | 0 | FALSE | 0 | FALSE | 0 | FALSE | 0 | FALSE | 0 | FALSE | 0 | FALSE | 0 | FALSE | 0 | FALSE | 0 | FALSE | 0 | FALSE | 0 | TRUE | 900 | FALSE | 0 | FALSE | 0 | FALSE | 0 | FALSE | 0 | FALSE | 0 | FALSE | 0 | FALSE | 0 | FALSE | 0 | FALSE | 0 | FALSE | 0 | FALSE | 0 | FALSE | 0 | FALSE | 0 | FALSE | 0 | FALSE | 0 | FALSE | 0 | FALSE | 0 | FALSE | 0 | FALSE | 0 | FALSE | 0
50 |  | 0 | 1229 | FALSE | 0 | FALSE | 0 | FALSE | 0 | FALSE | 0 | FALSE | 0 | FALSE | 0 | FALSE | 0 | FALSE | 0 | FALSE | 0 | FALSE | 0 | FALSE | 0 | FALSE | 0 | FALSE | 0 | FALSE | 0 | FALSE | 0 | FALSE | 0 | FALSE | 0 | FALSE | 0 | FALSE | 0 | FALSE | 0 | FALSE | 0 | FALSE | 0 | FALSE | 0 | FALSE | 0 | FALSE | 0 | FALSE | 0 | FALSE | 0 | FALSE | 0 | FALSE | 0 | FALSE | 0 | TRUE | 900 | FALSE | 0 | FALSE | 0 | FALSE | 0 | FALSE | 0 | FALSE | 0 | FALSE | 0 | FALSE | 0 | FALSE | 0 | FALSE | 0 | FALSE | 0 | FALSE | 0 | FALSE | 0 | FALSE | 0 | FALSE | 0 | FALSE | 0 | FALSE | 0 | FALSE | 0 | FALSE | 0 | FALSE | 0 | FALSE | 0
50 |  | 0 | 1228 | FALSE | 0 | FALSE | 0 | FALSE | 0 | FALSE | 0 | FALSE | 0 | FALSE | 0 | FALSE | 0 | FALSE | 0 | FALSE | 0 | FALSE | 0 | FALSE | 0 | FALSE | 0 | FALSE | 0 | FALSE | 0 | FALSE | 0 | FALSE | 0 | FALSE | 0 | FALSE | 0 | FALSE | 0 | FALSE | 0 | FALSE | 0 | FALSE | 0 | FALSE | 0 | FALSE | 0 | FALSE | 0 | FALSE | 0 | FALSE | 0 | FALSE | 0 | FALSE | 0 | FALSE | 0 | TRUE | 900 | FALSE | 0 | FALSE | 0 | FALSE | 0 | FALSE | 0 | FALSE | 0 | FALSE | 0 | FALSE | 0 | FALSE | 0 | FALSE | 0 | FALSE | 0 | FALSE | 0 | FALSE | 0 | FALSE | 0 | FALSE | 0 | FALSE | 0 | FALSE | 0 | FALSE | 0 | FALSE | 0 | FALSE | 0 | FALSE | 0
50 |  | 0 | 1227 | FALSE | 0 | FALSE | 0 | FALSE | 0 | FALSE | 0 | FALSE | 0 | FALSE | 0 | FALSE | 0 | FALSE | 0 | FALSE | 0 | FALSE | 0 | FALSE | 0 | FALSE | 0 | FALSE | 0 | FALSE | 0 | FALSE | 0 | FALSE | 0 | FALSE | 0 | FALSE | 0 | FALSE | 0 | FALSE | 0 | FALSE | 0 | FALSE | 0 | FALSE | 0 | FALSE | 0 | FALSE | 0 | FALSE | 0 | FALSE | 0 | FALSE | 0 | FALSE | 0 | FALSE | 0 | TRUE | 900 | FALSE | 0 | FALSE | 0 | FALSE | 0 | FALSE | 0 | FALSE | 0 | FALSE | 0 | FALSE | 0 | FALSE | 0 | FALSE | 0 | FALSE | 0 | FALSE | 0 | FALSE | 0 | FALSE | 0 | FALSE | 0 | FALSE | 0 | FALSE | 0 | FALSE | 0 | FALSE | 0 | FALSE | 0 | FALSE | 0
50 |  | 0 | 1226 | FALSE | 0 | FALSE | 0 | FALSE | 0 | FALSE | 0 | FALSE | 0 | FALSE | 0 | FALSE | 0 | FALSE | 0 | FALSE | 0 | FALSE | 0 | FALSE | 0 | FALSE | 0 | FALSE | 0 | FALSE | 0 | FALSE | 0 | FALSE | 0 | FALSE | 0 | FALSE | 0 | FALSE | 0 | FALSE | 0 | FALSE | 0 | FALSE | 0 | FALSE | 0 | FALSE | 0 | FALSE | 0 | FALSE | 0 | FALSE | 0 | FALSE | 0 | FALSE | 0 | FALSE | 0 | TRUE | 900 | FALSE | 0 | FALSE | 0 | FALSE | 0 | FALSE | 0 | FALSE | 0 | FALSE | 0 | FALSE | 0 | FALSE | 0 | FALSE | 0 | FALSE | 0 | FALSE | 0 | FALSE | 0 | FALSE | 0 | FALSE | 0 | FALSE | 0 | FALSE | 0 | FALSE | 0 | FALSE | 0 | FALSE | 0 | FALSE | 0
50 |  | 0 | 1225 | FALSE | 0 | FALSE | 0 | FALSE | 0 | FALSE | 0 | FALSE | 0 | FALSE | 0 | FALSE | 0 | FALSE | 0 | FALSE | 0 | FALSE | 0 | FALSE | 0 | FALSE | 0 | FALSE | 0 | FALSE | 0 | FALSE | 0 | FALSE | 0 | FALSE | 0 | FALSE | 0 | FALSE | 0 | FALSE | 0 | FALSE | 0 | FALSE | 0 | FALSE | 0 | FALSE | 0 | FALSE | 0 | FALSE | 0 | FALSE | 0 | FALSE | 0 | FALSE | 0 | FALSE | 0 | TRUE | 900 | FALSE | 0 | FALSE | 0 | FALSE | 0 | FALSE | 0 | FALSE | 0 | FALSE | 0 | FALSE | 0 | FALSE | 0 | FALSE | 0 | FALSE | 0 | FALSE | 0 | FALSE | 0 | FALSE | 0 | FALSE | 0 | FALSE | 0 | FALSE | 0 | FALSE | 0 | FALSE | 0 | FALSE | 0 | FALSE | 0
50 |  | 0 | 1224 | FALSE | 0 | FALSE | 0 | FALSE | 0 | FALSE | 0 | FALSE | 0 | FALSE | 0 | FALSE | 0 | FALSE | 0 | FALSE | 0 | FALSE | 0 | FALSE | 0 | FALSE | 0 | FALSE | 0 | FALSE | 0 | FALSE | 0 | FALSE | 0 | FALSE | 0 | FALSE | 0 | FALSE | 0 | FALSE | 0 | FALSE | 0 | FALSE | 0 | FALSE | 0 | FALSE | 0 | FALSE | 0 | FALSE | 0 | FALSE | 0 | FALSE | 0 | FALSE | 0 | FALSE | 0 | TRUE | 900 | FALSE | 0 | FALSE | 0 | FALSE | 0 | FALSE | 0 | FALSE | 0 | FALSE | 0 | FALSE | 0 | FALSE | 0 | FALSE | 0 | FALSE | 0 | FALSE | 0 | FALSE | 0 | FALSE | 0 | FALSE | 0 | FALSE | 0 | FALSE | 0 | FALSE | 0 | FALSE | 0 | FALSE | 0 | FALSE | 0
50 |  | 0 | 1223 | FALSE | 0 | FALSE | 0 | FALSE | 0 | FALSE | 0 | FALSE | 0 | FALSE | 0 | FALSE | 0 | FALSE | 0 | FALSE | 0 | FALSE | 0 | FALSE | 0 | FALSE | 0 | FALSE | 0 | FALSE | 0 | FALSE | 0 | FALSE | 0 | FALSE | 0 | FALSE | 0 | FALSE | 0 | FALSE | 0 | FALSE | 0 | FALSE | 0 | FALSE | 0 | FALSE | 0 | FALSE | 0 | FALSE | 0 | FALSE | 0 | FALSE | 0 | FALSE | 0 | FALSE | 0 | TRUE | 900 | FALSE | 0 | FALSE | 0 | FALSE | 0 | FALSE | 0 | FALSE | 0 | FALSE | 0 | FALSE | 0 | FALSE | 0 | FALSE | 0 | FALSE | 0 | FALSE | 0 | FALSE | 0 | FALSE | 0 | FALSE | 0 | FALSE | 0 | FALSE | 0 | FALSE | 0 | FALSE | 0 | FALSE | 0 | FALSE | 0
50 |  | 0 | 1222 | FALSE | 0 | FALSE | 0 | FALSE | 0 | FALSE | 0 | FALSE | 0 | FALSE | 0 | FALSE | 0 | FALSE | 0 | FALSE | 0 | FALSE | 0 | FALSE | 0 | FALSE | 0 | FALSE | 0 | FALSE | 0 | FALSE | 0 | FALSE | 0 | FALSE | 0 | FALSE | 0 | FALSE | 0 | FALSE | 0 | FALSE | 0 | FALSE | 0 | FALSE | 0 | FALSE | 0 | FALSE | 0 | FALSE | 0 | FALSE | 0 | FALSE | 0 | FALSE | 0 | FALSE | 0 | TRUE | 900 | FALSE | 0 | FALSE | 0 | FALSE | 0 | FALSE | 0 | FALSE | 0 | FALSE | 0 | FALSE | 0 | FALSE | 0 | FALSE | 0 | FALSE | 0 | FALSE | 0 | FALSE | 0 | FALSE | 0 | FALSE | 0 | FALSE | 0 | FALSE | 0 | FALSE | 0 | FALSE | 0 | FALSE | 0 | FALSE | 0
50 |  | 0 | 1221 | FALSE | 0 | FALSE | 0 | FALSE | 0 | FALSE | 0 | FALSE | 0 | FALSE | 0 | FALSE | 0 | FALSE | 0 | FALSE | 0 | FALSE | 0 | FALSE | 0 | FALSE | 0 | FALSE | 0 | FALSE | 0 | FALSE | 0 | FALSE | 0 | FALSE | 0 | FALSE | 0 | FALSE | 0 | FALSE | 0 | FALSE | 0 | FALSE | 0 | FALSE | 0 | FALSE | 0 | FALSE | 0 | FALSE | 0 | FALSE | 0 | FALSE | 0 | FALSE | 0 | FALSE | 0 | TRUE | 900 | FALSE | 0 | FALSE | 0 | FALSE | 0 | FALSE | 0 | FALSE | 0 | FALSE | 0 | FALSE | 0 | FALSE | 0 | FALSE | 0 | FALSE | 0 | FALSE | 0 | FALSE | 0 | FALSE | 0 | FALSE | 0 | FALSE | 0 | FALSE | 0 | FALSE | 0 | FALSE | 0 | FALSE | 0 | FALSE | 0
50 |  | 0 | 1220 | FALSE | 0 | FALSE | 0 | FALSE | 0 | FALSE | 0 | FALSE | 0 | FALSE | 0 | FALSE | 0 | FALSE | 0 | FALSE | 0 | FALSE | 0 | FALSE | 0 | FALSE | 0 | FALSE | 0 | FALSE | 0 | FALSE | 0 | FALSE | 0 | FALSE | 0 | FALSE | 0 | FALSE | 0 | FALSE | 0 | FALSE | 0 | FALSE | 0 | FALSE | 0 | FALSE | 0 | FALSE | 0 | FALSE | 0 | FALSE | 0 | FALSE | 0 | FALSE | 0 | FALSE | 0 | TRUE | 900 | FALSE | 0 | FALSE | 0 | FALSE | 0 | FALSE | 0 | FALSE | 0 | FALSE | 0 | FALSE | 0 | FALSE | 0 | FALSE | 0 | FALSE | 0 | FALSE | 0 | FALSE | 0 | FALSE | 0 | FALSE | 0 | FALSE | 0 | FALSE | 0 | FALSE | 0 | FALSE | 0 | FALSE | 0 | FALSE | 0
50 |  | 0 | 1219 | FALSE | 0 | FALSE | 0 | FALSE | 0 | FALSE | 0 | FALSE | 0 | FALSE | 0 | FALSE | 0 | FALSE | 0 | FALSE | 0 | FALSE | 0 | FALSE | 0 | FALSE | 0 | FALSE | 0 | FALSE | 0 | FALSE | 0 | FALSE | 0 | FALSE | 0 | FALSE | 0 | FALSE | 0 | FALSE | 0 | FALSE | 0 | FALSE | 0 | FALSE | 0 | FALSE | 0 | FALSE | 0 | FALSE | 0 | FALSE | 0 | FALSE | 0 | FALSE | 0 | FALSE | 0 | TRUE | 900 | FALSE | 0 | FALSE | 0 | FALSE | 0 | FALSE | 0 | FALSE | 0 | FALSE | 0 | FALSE | 0 | FALSE | 0 | FALSE | 0 | FALSE | 0 | FALSE | 0 | FALSE | 0 | FALSE | 0 | FALSE | 0 | FALSE | 0 | FALSE | 0 | FALSE | 0 | FALSE | 0 | FALSE | 0 | FALSE | 0
50 |  | 0 | 1218 | FALSE | 0 | FALSE | 0 | FALSE | 0 | FALSE | 0 | FALSE | 0 | FALSE | 0 | FALSE | 0 | FALSE | 0 | FALSE | 0 | FALSE | 0 | FALSE | 0 | FALSE | 0 | FALSE | 0 | FALSE | 0 | FALSE | 0 | FALSE | 0 | FALSE | 0 | FALSE | 0 | FALSE | 0 | FALSE | 0 | FALSE | 0 | FALSE | 0 | FALSE | 0 | FALSE | 0 | FALSE | 0 | FALSE | 0 | FALSE | 0 | FALSE | 0 | FALSE | 0 | FALSE | 0 | TRUE | 900 | FALSE | 0 | FALSE | 0 | FALSE | 0 | FALSE | 0 | FALSE | 0 | FALSE | 0 | FALSE | 0 | FALSE | 0 | FALSE | 0 | FALSE | 0 | FALSE | 0 | FALSE | 0 | FALSE | 0 | FALSE | 0 | FALSE | 0 | FALSE | 0 | FALSE | 0 | FALSE | 0 | FALSE | 0 | FALSE | 0
50 |  | 0 | 1217 | FALSE | 0 | FALSE | 0 | FALSE | 0 | FALSE | 0 | FALSE | 0 | FALSE | 0 | FALSE | 0 | FALSE | 0 | FALSE | 0 | FALSE | 0 | FALSE | 0 | FALSE | 0 | FALSE | 0 | FALSE | 0 | FALSE | 0 | FALSE | 0 | FALSE | 0 | FALSE | 0 | FALSE | 0 | FALSE | 0 | FALSE | 0 | FALSE | 0 | FALSE | 0 | FALSE | 0 | FALSE | 0 | FALSE | 0 | FALSE | 0 | FALSE | 0 | FALSE | 0 | FALSE | 0 | TRUE | 900 | FALSE | 0 | FALSE | 0 | FALSE | 0 | FALSE | 0 | FALSE | 0 | FALSE | 0 | FALSE | 0 | FALSE | 0 | FALSE | 0 | FALSE | 0 | FALSE | 0 | FALSE | 0 | FALSE | 0 | FALSE | 0 | FALSE | 0 | FALSE | 0 | FALSE | 0 | FALSE | 0 | FALSE | 0 | FALSE | 0
50 |  | 0 | 1216 | FALSE | 0 | FALSE | 0 | FALSE | 0 | FALSE | 0 | FALSE | 0 | FALSE | 0 | FALSE | 0 | FALSE | 0 | FALSE | 0 | FALSE | 0 | FALSE | 0 | FALSE | 0 | FALSE | 0 | FALSE | 0 | FALSE | 0 | FALSE | 0 | FALSE | 0 | FALSE | 0 | FALSE | 0 | FALSE | 0 | FALSE | 0 | FALSE | 0 | FALSE | 0 | FALSE | 0 | FALSE | 0 | FALSE | 0 | FALSE | 0 | FALSE | 0 | FALSE | 0 | FALSE | 0 | TRUE | 900 | FALSE | 0 | FALSE | 0 | FALSE | 0 | FALSE | 0 | FALSE | 0 | FALSE | 0 | FALSE | 0 | FALSE | 0 | FALSE | 0 | FALSE | 0 | FALSE | 0 | FALSE | 0 | FALSE | 0 | FALSE | 0 | FALSE | 0 | FALSE | 0 | FALSE | 0 | FALSE | 0 | FALSE | 0 | FALSE | 0
50 |  | 0 | 1215 | FALSE | 0 | FALSE | 0 | FALSE | 0 | FALSE | 0 | FALSE | 0 | FALSE | 0 | FALSE | 0 | FALSE | 0 | FALSE | 0 | FALSE | 0 | FALSE | 0 | FALSE | 0 | FALSE | 0 | FALSE | 0 | FALSE | 0 | FALSE | 0 | FALSE | 0 | FALSE | 0 | FALSE | 0 | FALSE | 0 | FALSE | 0 | FALSE | 0 | FALSE | 0 | FALSE | 0 | FALSE | 0 | FALSE | 0 | FALSE | 0 | FALSE | 0 | FALSE | 0 | FALSE | 0 | TRUE | 900 | FALSE | 0 | FALSE | 0 | FALSE | 0 | FALSE | 0 | FALSE | 0 | FALSE | 0 | FALSE | 0 | FALSE | 0 | FALSE | 0 | FALSE | 0 | FALSE | 0 | FALSE | 0 | FALSE | 0 | FALSE | 0 | FALSE | 0 | FALSE | 0 | FALSE | 0 | FALSE | 0 | FALSE | 0 | FALSE | 0
50 |  | 0 | 1214 | FALSE | 0 | FALSE | 0 | FALSE | 0 | FALSE | 0 | FALSE | 0 | FALSE | 0 | FALSE | 0 | FALSE | 0 | FALSE | 0 | FALSE | 0 | FALSE | 0 | FALSE | 0 | FALSE | 0 | FALSE | 0 | FALSE | 0 | FALSE | 0 | FALSE | 0 | FALSE | 0 | FALSE | 0 | FALSE | 0 | FALSE | 0 | FALSE | 0 | FALSE | 0 | FALSE | 0 | FALSE | 0 | FALSE | 0 | FALSE | 0 | FALSE | 0 | FALSE | 0 | FALSE | 0 | TRUE | 900 | FALSE | 0 | FALSE | 0 | FALSE | 0 | FALSE | 0 | FALSE | 0 | FALSE | 0 | FALSE | 0 | FALSE | 0 | FALSE | 0 | FALSE | 0 | FALSE | 0 | FALSE | 0 | FALSE | 0 | FALSE | 0 | FALSE | 0 | FALSE | 0 | FALSE | 0 | FALSE | 0 | FALSE | 0 | FALSE | 0
50 |  | 0 | 1213 | FALSE | 0 | FALSE | 0 | FALSE | 0 | FALSE | 0 | FALSE | 0 | FALSE | 0 | FALSE | 0 | FALSE | 0 | FALSE | 0 | FALSE | 0 | FALSE | 0 | FALSE | 0 | FALSE | 0 | FALSE | 0 | FALSE | 0 | FALSE | 0 | FALSE | 0 | FALSE | 0 | FALSE | 0 | FALSE | 0 | FALSE | 0 | FALSE | 0 | FALSE | 0 | FALSE | 0 | FALSE | 0 | FALSE | 0 | FALSE | 0 | FALSE | 0 | FALSE | 0 | FALSE | 0 | TRUE | 900 | FALSE | 0 | FALSE | 0 | FALSE | 0 | FALSE | 0 | FALSE | 0 | FALSE | 0 | FALSE | 0 | FALSE | 0 | FALSE | 0 | FALSE | 0 | FALSE | 0 | FALSE | 0 | FALSE | 0 | FALSE | 0 | FALSE | 0 | FALSE | 0 | FALSE | 0 | FALSE | 0 | FALSE | 0 | FALSE | 0
50 |  | 0 | 1212 | FALSE | 0 | FALSE | 0 | FALSE | 0 | FALSE | 0 | FALSE | 0 | FALSE | 0 | FALSE | 0 | FALSE | 0 | FALSE | 0 | FALSE | 0 | FALSE | 0 | FALSE | 0 | FALSE | 0 | FALSE | 0 | FALSE | 0 | FALSE | 0 | FALSE | 0 | FALSE | 0 | FALSE | 0 | FALSE | 0 | FALSE | 0 | FALSE | 0 | FALSE | 0 | FALSE | 0 | FALSE | 0 | FALSE | 0 | FALSE | 0 | FALSE | 0 | FALSE | 0 | FALSE | 0 | TRUE | 900 | FALSE | 0 | FALSE | 0 | FALSE | 0 | FALSE | 0 | FALSE | 0 | FALSE | 0 | FALSE | 0 | FALSE | 0 | FALSE | 0 | FALSE | 0 | FALSE | 0 | FALSE | 0 | FALSE | 0 | FALSE | 0 | FALSE | 0 | FALSE | 0 | FALSE | 0 | FALSE | 0 | FALSE | 0 | FALSE | 0
50 |  | 0 | 1211 | FALSE | 0 | FALSE | 0 | FALSE | 0 | FALSE | 0 | FALSE | 0 | FALSE | 0 | FALSE | 0 | FALSE | 0 | FALSE | 0 | FALSE | 0 | FALSE | 0 | FALSE | 0 | FALSE | 0 | FALSE | 0 | FALSE | 0 | FALSE | 0 | FALSE | 0 | FALSE | 0 | FALSE | 0 | FALSE | 0 | FALSE | 0 | FALSE | 0 | FALSE | 0 | FALSE | 0 | FALSE | 0 | FALSE | 0 | FALSE | 0 | FALSE | 0 | FALSE | 0 | FALSE | 0 | TRUE | 900 | FALSE | 0 | FALSE | 0 | FALSE | 0 | FALSE | 0 | FALSE | 0 | FALSE | 0 | FALSE | 0 | FALSE | 0 | FALSE | 0 | FALSE | 0 | FALSE | 0 | FALSE | 0 | FALSE | 0 | FALSE | 0 | FALSE | 0 | FALSE | 0 | FALSE | 0 | FALSE | 0 | FALSE | 0 | FALSE | 0
50 |  | 0 | 1210 | FALSE | 0 | FALSE | 0 | FALSE | 0 | FALSE | 0 | FALSE | 0 | FALSE | 0 | FALSE | 0 | FALSE | 0 | FALSE | 0 | FALSE | 0 | FALSE | 0 | FALSE | 0 | FALSE | 0 | FALSE | 0 | FALSE | 0 | FALSE | 0 | FALSE | 0 | FALSE | 0 | FALSE | 0 | FALSE | 0 | FALSE | 0 | FALSE | 0 | FALSE | 0 | FALSE | 0 | FALSE | 0 | FALSE | 0 | FALSE | 0 | FALSE | 0 | FALSE | 0 | FALSE | 0 | TRUE | 900 | FALSE | 0 | FALSE | 0 | FALSE | 0 | FALSE | 0 | FALSE | 0 | FALSE | 0 | FALSE | 0 | FALSE | 0 | FALSE | 0 | FALSE | 0 | FALSE | 0 | FALSE | 0 | FALSE | 0 | FALSE | 0 | FALSE | 0 | FALSE | 0 | FALSE | 0 | FALSE | 0 | FALSE | 0 | FALSE | 0
50 |  | 0 | 1209 | FALSE | 0 | FALSE | 0 | FALSE | 0 | FALSE | 0 | FALSE | 0 | FALSE | 0 | FALSE | 0 | FALSE | 0 | FALSE | 0 | FALSE | 0 | FALSE | 0 | FALSE | 0 | FALSE | 0 | FALSE | 0 | FALSE | 0 | FALSE | 0 | FALSE | 0 | FALSE | 0 | FALSE | 0 | FALSE | 0 | FALSE | 0 | FALSE | 0 | FALSE | 0 | FALSE | 0 | FALSE | 0 | FALSE | 0 | FALSE | 0 | FALSE | 0 | FALSE | 0 | FALSE | 0 | TRUE | 900 | FALSE | 0 | FALSE | 0 | FALSE | 0 | FALSE | 0 | FALSE | 0 | FALSE | 0 | FALSE | 0 | FALSE | 0 | FALSE | 0 | FALSE | 0 | FALSE | 0 | FALSE | 0 | FALSE | 0 | FALSE | 0 | FALSE | 0 | FALSE | 0 | FALSE | 0 | FALSE | 0 | FALSE | 0 | FALSE | 0
50 |  | 0 | 1208 | FALSE | 0 | FALSE | 0 | FALSE | 0 | FALSE | 0 | FALSE | 0 | FALSE | 0 | FALSE | 0 | FALSE | 0 | FALSE | 0 | FALSE | 0 | FALSE | 0 | FALSE | 0 | FALSE | 0 | FALSE | 0 | FALSE | 0 | FALSE | 0 | FALSE | 0 | FALSE | 0 | FALSE | 0 | FALSE | 0 | FALSE | 0 | FALSE | 0 | FALSE | 0 | FALSE | 0 | FALSE | 0 | FALSE | 0 | FALSE | 0 | FALSE | 0 | FALSE | 0 | FALSE | 0 | TRUE | 900 | FALSE | 0 | FALSE | 0 | FALSE | 0 | FALSE | 0 | FALSE | 0 | FALSE | 0 | FALSE | 0 | FALSE | 0 | FALSE | 0 | FALSE | 0 | FALSE | 0 | FALSE | 0 | FALSE | 0 | FALSE | 0 | FALSE | 0 | FALSE | 0 | FALSE | 0 | FALSE | 0 | FALSE | 0 | FALSE | 0
50 |  | 0 | 1207 | FALSE | 0 | FALSE | 0 | FALSE | 0 | FALSE | 0 | FALSE | 0 | FALSE | 0 | FALSE | 0 | FALSE | 0 | FALSE | 0 | FALSE | 0 | FALSE | 0 | FALSE | 0 | FALSE | 0 | FALSE | 0 | FALSE | 0 | FALSE | 0 | FALSE | 0 | FALSE | 0 | FALSE | 0 | FALSE | 0 | FALSE | 0 | FALSE | 0 | FALSE | 0 | FALSE | 0 | FALSE | 0 | FALSE | 0 | FALSE | 0 | FALSE | 0 | FALSE | 0 | FALSE | 0 | TRUE | 900 | FALSE | 0 | FALSE | 0 | FALSE | 0 | FALSE | 0 | FALSE | 0 | FALSE | 0 | FALSE | 0 | FALSE | 0 | FALSE | 0 | FALSE | 0 | FALSE | 0 | FALSE | 0 | FALSE | 0 | FALSE | 0 | FALSE | 0 | FALSE | 0 | FALSE | 0 | FALSE | 0 | FALSE | 0 | FALSE | 0
50 |  | 0 | 1206 | FALSE | 0 | FALSE | 0 | FALSE | 0 | FALSE | 0 | FALSE | 0 | FALSE | 0 | FALSE | 0 | FALSE | 0 | FALSE | 0 | FALSE | 0 | FALSE | 0 | FALSE | 0 | FALSE | 0 | FALSE | 0 | FALSE | 0 | FALSE | 0 | FALSE | 0 | FALSE | 0 | FALSE | 0 | FALSE | 0 | FALSE | 0 | FALSE | 0 | FALSE | 0 | FALSE | 0 | FALSE | 0 | FALSE | 0 | FALSE | 0 | FALSE | 0 | FALSE | 0 | FALSE | 0 | TRUE | 900 | FALSE | 0 | FALSE | 0 | FALSE | 0 | FALSE | 0 | FALSE | 0 | FALSE | 0 | FALSE | 0 | FALSE | 0 | FALSE | 0 | FALSE | 0 | FALSE | 0 | FALSE | 0 | FALSE | 0 | FALSE | 0 | FALSE | 0 | FALSE | 0 | FALSE | 0 | FALSE | 0 | FALSE | 0 | FALSE | 0
50 |  | 0 | 1205 | FALSE | 0 | FALSE | 0 | FALSE | 0 | FALSE | 0 | FALSE | 0 | FALSE | 0 | FALSE | 0 | FALSE | 0 | FALSE | 0 | FALSE | 0 | FALSE | 0 | FALSE | 0 | FALSE | 0 | FALSE | 0 | FALSE | 0 | FALSE | 0 | FALSE | 0 | FALSE | 0 | FALSE | 0 | FALSE | 0 | FALSE | 0 | FALSE | 0 | FALSE | 0 | FALSE | 0 | FALSE | 0 | FALSE | 0 | FALSE | 0 | FALSE | 0 | FALSE | 0 | FALSE | 0 | TRUE | 900 | FALSE | 0 | FALSE | 0 | FALSE | 0 | FALSE | 0 | FALSE | 0 | FALSE | 0 | FALSE | 0 | FALSE | 0 | FALSE | 0 | FALSE | 0 | FALSE | 0 | FALSE | 0 | FALSE | 0 | FALSE | 0 | FALSE | 0 | FALSE | 0 | FALSE | 0 | FALSE | 0 | FALSE | 0 | FALSE | 0
50 |  | 0 | 1204 | FALSE | 0 | FALSE | 0 | FALSE | 0 | FALSE | 0 | FALSE | 0 | FALSE | 0 | FALSE | 0 | FALSE | 0 | FALSE | 0 | FALSE | 0 | FALSE | 0 | FALSE | 0 | FALSE | 0 | FALSE | 0 | FALSE | 0 | FALSE | 0 | FALSE | 0 | FALSE | 0 | FALSE | 0 | FALSE | 0 | FALSE | 0 | FALSE | 0 | FALSE | 0 | FALSE | 0 | FALSE | 0 | FALSE | 0 | FALSE | 0 | FALSE | 0 | FALSE | 0 | FALSE | 0 | TRUE | 900 | FALSE | 0 | FALSE | 0 | FALSE | 0 | FALSE | 0 | FALSE | 0 | FALSE | 0 | FALSE | 0 | FALSE | 0 | FALSE | 0 | FALSE | 0 | FALSE | 0 | FALSE | 0 | FALSE | 0 | FALSE | 0 | FALSE | 0 | FALSE | 0 | FALSE | 0 | FALSE | 0 | FALSE | 0 | FALSE | 0
50 |  | 0 | 1203 | FALSE | 0 | FALSE | 0 | FALSE | 0 | FALSE | 0 | FALSE | 0 | FALSE | 0 | FALSE | 0 | FALSE | 0 | FALSE | 0 | FALSE | 0 | FALSE | 0 | FALSE | 0 | FALSE | 0 | FALSE | 0 | FALSE | 0 | FALSE | 0 | FALSE | 0 | FALSE | 0 | FALSE | 0 | FALSE | 0 | FALSE | 0 | FALSE | 0 | FALSE | 0 | FALSE | 0 | FALSE | 0 | FALSE | 0 | FALSE | 0 | FALSE | 0 | FALSE | 0 | FALSE | 0 | TRUE | 900 | FALSE | 0 | FALSE | 0 | FALSE | 0 | FALSE | 0 | FALSE | 0 | FALSE | 0 | FALSE | 0 | FALSE | 0 | FALSE | 0 | FALSE | 0 | FALSE | 0 | FALSE | 0 | FALSE | 0 | FALSE | 0 | FALSE | 0 | FALSE | 0 | FALSE | 0 | FALSE | 0 | FALSE | 0 | FALSE | 0
50 |  | 0 | 1202 | FALSE | 0 | FALSE | 0 | FALSE | 0 | FALSE | 0 | FALSE | 0 | FALSE | 0 | FALSE | 0 | FALSE | 0 | FALSE | 0 | FALSE | 0 | FALSE | 0 | FALSE | 0 | FALSE | 0 | FALSE | 0 | FALSE | 0 | FALSE | 0 | FALSE | 0 | FALSE | 0 | FALSE | 0 | FALSE | 0 | FALSE | 0 | FALSE | 0 | FALSE | 0 | FALSE | 0 | FALSE | 0 | FALSE | 0 | FALSE | 0 | FALSE | 0 | FALSE | 0 | FALSE | 0 | TRUE | 900 | FALSE | 0 | FALSE | 0 | FALSE | 0 | FALSE | 0 | FALSE | 0 | FALSE | 0 | FALSE | 0 | FALSE | 0 | FALSE | 0 | FALSE | 0 | FALSE | 0 | FALSE | 0 | FALSE | 0 | FALSE | 0 | FALSE | 0 | FALSE | 0 | FALSE | 0 | FALSE | 0 | FALSE | 0 | FALSE | 0
50 |  | 0 | 1201 | FALSE | 0 | FALSE | 0 | FALSE | 0 | FALSE | 0 | FALSE | 0 | FALSE | 0 | FALSE | 0 | FALSE | 0 | FALSE | 0 | FALSE | 0 | FALSE | 0 | FALSE | 0 | FALSE | 0 | FALSE | 0 | FALSE | 0 | FALSE | 0 | FALSE | 0 | FALSE | 0 | FALSE | 0 | FALSE | 0 | FALSE | 0 | FALSE | 0 | FALSE | 0 | FALSE | 0 | FALSE | 0 | FALSE | 0 | FALSE | 0 | FALSE | 0 | FALSE | 0 | FALSE | 0 | TRUE | 900 | FALSE | 0 | FALSE | 0 | FALSE | 0 | FALSE | 0 | FALSE | 0 | FALSE | 0 | FALSE | 0 | FALSE | 0 | FALSE | 0 | FALSE | 0 | FALSE | 0 | FALSE | 0 | FALSE | 0 | FALSE | 0 | FALSE | 0 | FALSE | 0 | FALSE | 0 | FALSE | 0 | FALSE | 0 | FALSE | 0
50 |  | 0 | 1200 | FALSE | 0 | FALSE | 0 | FALSE | 0 | FALSE | 0 | FALSE | 0 | FALSE | 0 | FALSE | 0 | FALSE | 0 | FALSE | 0 | FALSE | 0 | FALSE | 0 | FALSE | 0 | FALSE | 0 | FALSE | 0 | FALSE | 0 | FALSE | 0 | FALSE | 0 | FALSE | 0 | FALSE | 0 | FALSE | 0 | FALSE | 0 | FALSE | 0 | FALSE | 0 | FALSE | 0 | FALSE | 0 | FALSE | 0 | FALSE | 0 | FALSE | 0 | FALSE | 0 | FALSE | 0 | TRUE | 900 | FALSE | 0 | FALSE | 0 | FALSE | 0 | FALSE | 0 | FALSE | 0 | FALSE | 0 | FALSE | 0 | FALSE | 0 | FALSE | 0 | FALSE | 0 | FALSE | 0 | FALSE | 0 | FALSE | 0 | FALSE | 0 | FALSE | 0 | FALSE | 0 | FALSE | 0 | FALSE | 0 | FALSE | 0 | FALSE | 0
50 |  | 0 | 1199 | FALSE | 0 | FALSE | 0 | FALSE | 0 | FALSE | 0 | FALSE | 0 | FALSE | 0 | FALSE | 0 | FALSE | 0 | FALSE | 0 | FALSE | 0 | FALSE | 0 | FALSE | 0 | FALSE | 0 | FALSE | 0 | FALSE | 0 | FALSE | 0 | FALSE | 0 | FALSE | 0 | FALSE | 0 | FALSE | 0 | FALSE | 0 | FALSE | 0 | FALSE | 0 | FALSE | 0 | FALSE | 0 | FALSE | 0 | FALSE | 0 | FALSE | 0 | FALSE | 0 | FALSE | 0 | TRUE | 900 | FALSE | 0 | FALSE | 0 | FALSE | 0 | FALSE | 0 | FALSE | 0 | FALSE | 0 | FALSE | 0 | FALSE | 0 | FALSE | 0 | FALSE | 0 | FALSE | 0 | FALSE | 0 | FALSE | 0 | FALSE | 0 | FALSE | 0 | FALSE | 0 | FALSE | 0 | FALSE | 0 | FALSE | 0 | FALSE | 0
50 |  | 0 | 1198 | FALSE | 0 | FALSE | 0 | FALSE | 0 | FALSE | 0 | FALSE | 0 | FALSE | 0 | FALSE | 0 | FALSE | 0 | FALSE | 0 | FALSE | 0 | FALSE | 0 | FALSE | 0 | FALSE | 0 | FALSE | 0 | FALSE | 0 | FALSE | 0 | FALSE | 0 | FALSE | 0 | FALSE | 0 | FALSE | 0 | FALSE | 0 | FALSE | 0 | FALSE | 0 | FALSE | 0 | FALSE | 0 | FALSE | 0 | FALSE | 0 | FALSE | 0 | FALSE | 0 | FALSE | 0 | TRUE | 900 | FALSE | 0 | FALSE | 0 | FALSE | 0 | FALSE | 0 | FALSE | 0 | FALSE | 0 | FALSE | 0 | FALSE | 0 | FALSE | 0 | FALSE | 0 | FALSE | 0 | FALSE | 0 | FALSE | 0 | FALSE | 0 | FALSE | 0 | FALSE | 0 | FALSE | 0 | FALSE | 0 | FALSE | 0 | FALSE | 0
50 |  | 0 | 1197 | FALSE | 0 | FALSE | 0 | FALSE | 0 | FALSE | 0 | FALSE | 0 | FALSE | 0 | FALSE | 0 | FALSE | 0 | FALSE | 0 | FALSE | 0 | FALSE | 0 | FALSE | 0 | FALSE | 0 | FALSE | 0 | FALSE | 0 | FALSE | 0 | FALSE | 0 | FALSE | 0 | FALSE | 0 | FALSE | 0 | FALSE | 0 | FALSE | 0 | FALSE | 0 | FALSE | 0 | FALSE | 0 | FALSE | 0 | FALSE | 0 | FALSE | 0 | FALSE | 0 | FALSE | 0 | TRUE | 900 | FALSE | 0 | FALSE | 0 | FALSE | 0 | FALSE | 0 | FALSE | 0 | FALSE | 0 | FALSE | 0 | FALSE | 0 | FALSE | 0 | FALSE | 0 | FALSE | 0 | FALSE | 0 | FALSE | 0 | FALSE | 0 | FALSE | 0 | FALSE | 0 | FALSE | 0 | FALSE | 0 | FALSE | 0 | FALSE | 0
50 |  | 0 | 1196 | FALSE | 0 | FALSE | 0 | FALSE | 0 | FALSE | 0 | FALSE | 0 | FALSE | 0 | FALSE | 0 | FALSE | 0 | FALSE | 0 | FALSE | 0 | FALSE | 0 | FALSE | 0 | FALSE | 0 | FALSE | 0 | FALSE | 0 | FALSE | 0 | FALSE | 0 | FALSE | 0 | FALSE | 0 | FALSE | 0 | FALSE | 0 | FALSE | 0 | FALSE | 0 | FALSE | 0 | FALSE | 0 | FALSE | 0 | FALSE | 0 | FALSE | 0 | FALSE | 0 | FALSE | 0 | TRUE | 900 | FALSE | 0 | FALSE | 0 | FALSE | 0 | FALSE | 0 | FALSE | 0 | FALSE | 0 | FALSE | 0 | FALSE | 0 | FALSE | 0 | FALSE | 0 | FALSE | 0 | FALSE | 0 | FALSE | 0 | FALSE | 0 | FALSE | 0 | FALSE | 0 | FALSE | 0 | FALSE | 0 | FALSE | 0 | FALSE | 0
50 |  | 0 | 1195 | FALSE | 0 | FALSE | 0 | FALSE | 0 | FALSE | 0 | FALSE | 0 | FALSE | 0 | FALSE | 0 | FALSE | 0 | FALSE | 0 | FALSE | 0 | FALSE | 0 | FALSE | 0 | FALSE | 0 | FALSE | 0 | FALSE | 0 | FALSE | 0 | FALSE | 0 | FALSE | 0 | FALSE | 0 | FALSE | 0 | FALSE | 0 | FALSE | 0 | FALSE | 0 | FALSE | 0 | FALSE | 0 | FALSE | 0 | FALSE | 0 | FALSE | 0 | FALSE | 0 | FALSE | 0 | TRUE | 900 | FALSE | 0 | FALSE | 0 | FALSE | 0 | FALSE | 0 | FALSE | 0 | FALSE | 0 | FALSE | 0 | FALSE | 0 | FALSE | 0 | FALSE | 0 | FALSE | 0 | FALSE | 0 | FALSE | 0 | FALSE | 0 | FALSE | 0 | FALSE | 0 | FALSE | 0 | FALSE | 0 | FALSE | 0 | FALSE | 0
50 |  | 0 | 1194 | FALSE | 0 | FALSE | 0 | FALSE | 0 | FALSE | 0 | FALSE | 0 | FALSE | 0 | FALSE | 0 | FALSE | 0 | FALSE | 0 | FALSE | 0 | FALSE | 0 | FALSE | 0 | FALSE | 0 | FALSE | 0 | FALSE | 0 | FALSE | 0 | FALSE | 0 | FALSE | 0 | FALSE | 0 | FALSE | 0 | FALSE | 0 | FALSE | 0 | FALSE | 0 | FALSE | 0 | FALSE | 0 | FALSE | 0 | FALSE | 0 | FALSE | 0 | FALSE | 0 | FALSE | 0 | TRUE | 900 | FALSE | 0 | FALSE | 0 | FALSE | 0 | FALSE | 0 | FALSE | 0 | FALSE | 0 | FALSE | 0 | FALSE | 0 | FALSE | 0 | FALSE | 0 | FALSE | 0 | FALSE | 0 | FALSE | 0 | FALSE | 0 | FALSE | 0 | FALSE | 0 | FALSE | 0 | FALSE | 0 | FALSE | 0 | FALSE | 0
50 |  | 0 | 1193 | FALSE | 0 | FALSE | 0 | FALSE | 0 | FALSE | 0 | FALSE | 0 | FALSE | 0 | FALSE | 0 | FALSE | 0 | FALSE | 0 | FALSE | 0 | FALSE | 0 | FALSE | 0 | FALSE | 0 | FALSE | 0 | FALSE | 0 | FALSE | 0 | FALSE | 0 | FALSE | 0 | FALSE | 0 | FALSE | 0 | FALSE | 0 | FALSE | 0 | FALSE | 0 | FALSE | 0 | FALSE | 0 | FALSE | 0 | FALSE | 0 | FALSE | 0 | FALSE | 0 | FALSE | 0 | TRUE | 900 | FALSE | 0 | FALSE | 0 | FALSE | 0 | FALSE | 0 | FALSE | 0 | FALSE | 0 | FALSE | 0 | FALSE | 0 | FALSE | 0 | FALSE | 0 | FALSE | 0 | FALSE | 0 | FALSE | 0 | FALSE | 0 | FALSE | 0 | FALSE | 0 | FALSE | 0 | FALSE | 0 | FALSE | 0 | FALSE | 0
50 |  | 0 | 1192 | FALSE | 0 | FALSE | 0 | FALSE | 0 | FALSE | 0 | FALSE | 0 | FALSE | 0 | FALSE | 0 | FALSE | 0 | FALSE | 0 | FALSE | 0 | FALSE | 0 | FALSE | 0 | FALSE | 0 | FALSE | 0 | FALSE | 0 | FALSE | 0 | FALSE | 0 | FALSE | 0 | FALSE | 0 | FALSE | 0 | FALSE | 0 | FALSE | 0 | FALSE | 0 | FALSE | 0 | FALSE | 0 | FALSE | 0 | FALSE | 0 | FALSE | 0 | FALSE | 0 | FALSE | 0 | TRUE | 900 | FALSE | 0 | FALSE | 0 | FALSE | 0 | FALSE | 0 | FALSE | 0 | FALSE | 0 | FALSE | 0 | FALSE | 0 | FALSE | 0 | FALSE | 0 | FALSE | 0 | FALSE | 0 | FALSE | 0 | FALSE | 0 | FALSE | 0 | FALSE | 0 | FALSE | 0 | FALSE | 0 | FALSE | 0 | FALSE | 0
50 |  | 0 | 1191 | FALSE | 0 | FALSE | 0 | FALSE | 0 | FALSE | 0 | FALSE | 0 | FALSE | 0 | FALSE | 0 | FALSE | 0 | FALSE | 0 | FALSE | 0 | FALSE | 0 | FALSE | 0 | FALSE | 0 | FALSE | 0 | FALSE | 0 | FALSE | 0 | FALSE | 0 | FALSE | 0 | FALSE | 0 | FALSE | 0 | FALSE | 0 | FALSE | 0 | FALSE | 0 | FALSE | 0 | FALSE | 0 | FALSE | 0 | FALSE | 0 | FALSE | 0 | FALSE | 0 | FALSE | 0 | TRUE | 900 | FALSE | 0 | FALSE | 0 | FALSE | 0 | FALSE | 0 | FALSE | 0 | FALSE | 0 | FALSE | 0 | FALSE | 0 | FALSE | 0 | FALSE | 0 | FALSE | 0 | FALSE | 0 | FALSE | 0 | FALSE | 0 | FALSE | 0 | FALSE | 0 | FALSE | 0 | FALSE | 0 | FALSE | 0 | FALSE | 0
50 |  | 0 | 1190 | FALSE | 0 | FALSE | 0 | FALSE | 0 | FALSE | 0 | FALSE | 0 | FALSE | 0 | FALSE | 0 | FALSE | 0 | FALSE | 0 | FALSE | 0 | FALSE | 0 | FALSE | 0 | FALSE | 0 | FALSE | 0 | FALSE | 0 | FALSE | 0 | FALSE | 0 | FALSE | 0 | FALSE | 0 | FALSE | 0 | FALSE | 0 | FALSE | 0 | FALSE | 0 | FALSE | 0 | FALSE | 0 | FALSE | 0 | FALSE | 0 | FALSE | 0 | FALSE | 0 | FALSE | 0 | TRUE | 900 | FALSE | 0 | FALSE | 0 | FALSE | 0 | FALSE | 0 | FALSE | 0 | FALSE | 0 | FALSE | 0 | FALSE | 0 | FALSE | 0 | FALSE | 0 | FALSE | 0 | FALSE | 0 | FALSE | 0 | FALSE | 0 | FALSE | 0 | FALSE | 0 | FALSE | 0 | FALSE | 0 | FALSE | 0 | FALSE | 0
50 |  | 0 | 1189 | FALSE | 0 | FALSE | 0 | FALSE | 0 | FALSE | 0 | FALSE | 0 | FALSE | 0 | FALSE | 0 | FALSE | 0 | FALSE | 0 | FALSE | 0 | FALSE | 0 | FALSE | 0 | FALSE | 0 | FALSE | 0 | FALSE | 0 | FALSE | 0 | FALSE | 0 | FALSE | 0 | FALSE | 0 | FALSE | 0 | FALSE | 0 | FALSE | 0 | FALSE | 0 | FALSE | 0 | FALSE | 0 | FALSE | 0 | FALSE | 0 | FALSE | 0 | FALSE | 0 | FALSE | 0 | TRUE | 900 | FALSE | 0 | FALSE | 0 | FALSE | 0 | FALSE | 0 | FALSE | 0 | FALSE | 0 | FALSE | 0 | FALSE | 0 | FALSE | 0 | FALSE | 0 | FALSE | 0 | FALSE | 0 | FALSE | 0 | FALSE | 0 | FALSE | 0 | FALSE | 0 | FALSE | 0 | FALSE | 0 | FALSE | 0 | FALSE | 0
50 |  | 0 | 1188 | FALSE | 0 | FALSE | 0 | FALSE | 0 | FALSE | 0 | FALSE | 0 | FALSE | 0 | FALSE | 0 | FALSE | 0 | FALSE | 0 | FALSE | 0 | FALSE | 0 | FALSE | 0 | FALSE | 0 | FALSE | 0 | FALSE | 0 | FALSE | 0 | FALSE | 0 | FALSE | 0 | FALSE | 0 | FALSE | 0 | FALSE | 0 | FALSE | 0 | FALSE | 0 | FALSE | 0 | FALSE | 0 | FALSE | 0 | FALSE | 0 | FALSE | 0 | FALSE | 0 | FALSE | 0 | TRUE | 900 | FALSE | 0 | FALSE | 0 | FALSE | 0 | FALSE | 0 | FALSE | 0 | FALSE | 0 | FALSE | 0 | FALSE | 0 | FALSE | 0 | FALSE | 0 | FALSE | 0 | FALSE | 0 | FALSE | 0 | FALSE | 0 | FALSE | 0 | FALSE | 0 | FALSE | 0 | FALSE | 0 | FALSE | 0 | FALSE | 0
50 |  | 0 | 1187 | FALSE | 0 | FALSE | 0 | FALSE | 0 | FALSE | 0 | FALSE | 0 | FALSE | 0 | FALSE | 0 | FALSE | 0 | FALSE | 0 | FALSE | 0 | FALSE | 0 | FALSE | 0 | FALSE | 0 | FALSE | 0 | FALSE | 0 | FALSE | 0 | FALSE | 0 | FALSE | 0 | FALSE | 0 | FALSE | 0 | FALSE | 0 | FALSE | 0 | FALSE | 0 | FALSE | 0 | FALSE | 0 | FALSE | 0 | FALSE | 0 | FALSE | 0 | FALSE | 0 | FALSE | 0 | TRUE | 900 | FALSE | 0 | FALSE | 0 | FALSE | 0 | FALSE | 0 | FALSE | 0 | FALSE | 0 | FALSE | 0 | FALSE | 0 | FALSE | 0 | FALSE | 0 | FALSE | 0 | FALSE | 0 | FALSE | 0 | FALSE | 0 | FALSE | 0 | FALSE | 0 | FALSE | 0 | FALSE | 0 | FALSE | 0 | FALSE | 0
50 |  | 0 | 1186 | FALSE | 0 | FALSE | 0 | FALSE | 0 | FALSE | 0 | FALSE | 0 | FALSE | 0 | FALSE | 0 | FALSE | 0 | FALSE | 0 | FALSE | 0 | FALSE | 0 | FALSE | 0 | FALSE | 0 | FALSE | 0 | FALSE | 0 | FALSE | 0 | FALSE | 0 | FALSE | 0 | FALSE | 0 | FALSE | 0 | FALSE | 0 | FALSE | 0 | FALSE | 0 | FALSE | 0 | FALSE | 0 | FALSE | 0 | FALSE | 0 | FALSE | 0 | FALSE | 0 | FALSE | 0 | TRUE | 900 | FALSE | 0 | FALSE | 0 | FALSE | 0 | FALSE | 0 | FALSE | 0 | FALSE | 0 | FALSE | 0 | FALSE | 0 | FALSE | 0 | FALSE | 0 | FALSE | 0 | FALSE | 0 | FALSE | 0 | FALSE | 0 | FALSE | 0 | FALSE | 0 | FALSE | 0 | FALSE | 0 | FALSE | 0 | FALSE | 0
50 |  | 0 | 1185 | FALSE | 0 | FALSE | 0 | FALSE | 0 | FALSE | 0 | FALSE | 0 | FALSE | 0 | FALSE | 0 | FALSE | 0 | FALSE | 0 | FALSE | 0 | FALSE | 0 | FALSE | 0 | FALSE | 0 | FALSE | 0 | FALSE | 0 | FALSE | 0 | FALSE | 0 | FALSE | 0 | FALSE | 0 | FALSE | 0 | FALSE | 0 | FALSE | 0 | FALSE | 0 | FALSE | 0 | FALSE | 0 | FALSE | 0 | FALSE | 0 | FALSE | 0 | FALSE | 0 | FALSE | 0 | TRUE | 900 | FALSE | 0 | FALSE | 0 | FALSE | 0 | FALSE | 0 | FALSE | 0 | FALSE | 0 | FALSE | 0 | FALSE | 0 | FALSE | 0 | FALSE | 0 | FALSE | 0 | FALSE | 0 | FALSE | 0 | FALSE | 0 | FALSE | 0 | FALSE | 0 | FALSE | 0 | FALSE | 0 | FALSE | 0 | FALSE | 0
50 |  | 0 | 1184 | FALSE | 0 | FALSE | 0 | FALSE | 0 | FALSE | 0 | FALSE | 0 | FALSE | 0 | FALSE | 0 | FALSE | 0 | FALSE | 0 | FALSE | 0 | FALSE | 0 | FALSE | 0 | FALSE | 0 | FALSE | 0 | FALSE | 0 | FALSE | 0 | FALSE | 0 | FALSE | 0 | FALSE | 0 | FALSE | 0 | FALSE | 0 | FALSE | 0 | FALSE | 0 | FALSE | 0 | FALSE | 0 | FALSE | 0 | FALSE | 0 | FALSE | 0 | FALSE | 0 | FALSE | 0 | TRUE | 900 | FALSE | 0 | FALSE | 0 | FALSE | 0 | FALSE | 0 | FALSE | 0 | FALSE | 0 | FALSE | 0 | FALSE | 0 | FALSE | 0 | FALSE | 0 | FALSE | 0 | FALSE | 0 | FALSE | 0 | FALSE | 0 | FALSE | 0 | FALSE | 0 | FALSE | 0 | FALSE | 0 | FALSE | 0 | FALSE | 0
50 |  | 0 | 1183 | FALSE | 0 | FALSE | 0 | FALSE | 0 | FALSE | 0 | FALSE | 0 | FALSE | 0 | FALSE | 0 | FALSE | 0 | FALSE | 0 | FALSE | 0 | FALSE | 0 | FALSE | 0 | FALSE | 0 | FALSE | 0 | FALSE | 0 | FALSE | 0 | FALSE | 0 | FALSE | 0 | FALSE | 0 | FALSE | 0 | FALSE | 0 | FALSE | 0 | FALSE | 0 | FALSE | 0 | FALSE | 0 | FALSE | 0 | FALSE | 0 | FALSE | 0 | FALSE | 0 | FALSE | 0 | TRUE | 900 | FALSE | 0 | FALSE | 0 | FALSE | 0 | FALSE | 0 | FALSE | 0 | FALSE | 0 | FALSE | 0 | FALSE | 0 | FALSE | 0 | FALSE | 0 | FALSE | 0 | FALSE | 0 | FALSE | 0 | FALSE | 0 | FALSE | 0 | FALSE | 0 | FALSE | 0 | FALSE | 0 | FALSE | 0 | FALSE | 0
50 |  | 0 | 1182 | FALSE | 0 | FALSE | 0 | FALSE | 0 | FALSE | 0 | FALSE | 0 | FALSE | 0 | FALSE | 0 | FALSE | 0 | FALSE | 0 | FALSE | 0 | FALSE | 0 | FALSE | 0 | FALSE | 0 | FALSE | 0 | FALSE | 0 | FALSE | 0 | FALSE | 0 | FALSE | 0 | FALSE | 0 | FALSE | 0 | FALSE | 0 | FALSE | 0 | FALSE | 0 | FALSE | 0 | FALSE | 0 | FALSE | 0 | FALSE | 0 | FALSE | 0 | FALSE | 0 | FALSE | 0 | TRUE | 900 | FALSE | 0 | FALSE | 0 | FALSE | 0 | FALSE | 0 | FALSE | 0 | FALSE | 0 | FALSE | 0 | FALSE | 0 | FALSE | 0 | FALSE | 0 | FALSE | 0 | FALSE | 0 | FALSE | 0 | FALSE | 0 | FALSE | 0 | FALSE | 0 | FALSE | 0 | FALSE | 0 | FALSE | 0 | FALSE | 0
50 |  | 0 | 1181 | FALSE | 0 | FALSE | 0 | FALSE | 0 | FALSE | 0 | FALSE | 0 | FALSE | 0 | FALSE | 0 | FALSE | 0 | FALSE | 0 | FALSE | 0 | FALSE | 0 | FALSE | 0 | FALSE | 0 | FALSE | 0 | FALSE | 0 | FALSE | 0 | FALSE | 0 | FALSE | 0 | FALSE | 0 | FALSE | 0 | FALSE | 0 | FALSE | 0 | FALSE | 0 | FALSE | 0 | FALSE | 0 | FALSE | 0 | FALSE | 0 | FALSE | 0 | FALSE | 0 | FALSE | 0 | TRUE | 900 | FALSE | 0 | FALSE | 0 | FALSE | 0 | FALSE | 0 | FALSE | 0 | FALSE | 0 | FALSE | 0 | FALSE | 0 | FALSE | 0 | FALSE | 0 | FALSE | 0 | FALSE | 0 | FALSE | 0 | FALSE | 0 | FALSE | 0 | FALSE | 0 | FALSE | 0 | FALSE | 0 | FALSE | 0 | FALSE | 0
50 |  | 0 | 1180 | FALSE | 0 | FALSE | 0 | FALSE | 0 | FALSE | 0 | FALSE | 0 | FALSE | 0 | FALSE | 0 | FALSE | 0 | FALSE | 0 | FALSE | 0 | FALSE | 0 | FALSE | 0 | FALSE | 0 | FALSE | 0 | FALSE | 0 | FALSE | 0 | FALSE | 0 | FALSE | 0 | FALSE | 0 | FALSE | 0 | FALSE | 0 | FALSE | 0 | FALSE | 0 | FALSE | 0 | FALSE | 0 | FALSE | 0 | FALSE | 0 | FALSE | 0 | FALSE | 0 | FALSE | 0 | TRUE | 900 | FALSE | 0 | FALSE | 0 | FALSE | 0 | FALSE | 0 | FALSE | 0 | FALSE | 0 | FALSE | 0 | FALSE | 0 | FALSE | 0 | FALSE | 0 | FALSE | 0 | FALSE | 0 | FALSE | 0 | FALSE | 0 | FALSE | 0 | FALSE | 0 | FALSE | 0 | FALSE | 0 | FALSE | 0 | FALSE | 0
50 |  | 0 | 1179 | FALSE | 0 | FALSE | 0 | FALSE | 0 | FALSE | 0 | FALSE | 0 | FALSE | 0 | FALSE | 0 | FALSE | 0 | FALSE | 0 | FALSE | 0 | FALSE | 0 | FALSE | 0 | FALSE | 0 | FALSE | 0 | FALSE | 0 | FALSE | 0 | FALSE | 0 | FALSE | 0 | FALSE | 0 | FALSE | 0 | FALSE | 0 | FALSE | 0 | FALSE | 0 | FALSE | 0 | FALSE | 0 | FALSE | 0 | FALSE | 0 | FALSE | 0 | FALSE | 0 | FALSE | 0 | TRUE | 900 | FALSE | 0 | FALSE | 0 | FALSE | 0 | FALSE | 0 | FALSE | 0 | FALSE | 0 | FALSE | 0 | FALSE | 0 | FALSE | 0 | FALSE | 0 | FALSE | 0 | FALSE | 0 | FALSE | 0 | FALSE | 0 | FALSE | 0 | FALSE | 0 | FALSE | 0 | FALSE | 0 | FALSE | 0 | FALSE | 0
50 |  | 0 | 1178 | FALSE | 0 | FALSE | 0 | FALSE | 0 | FALSE | 0 | FALSE | 0 | FALSE | 0 | FALSE | 0 | FALSE | 0 | FALSE | 0 | FALSE | 0 | FALSE | 0 | FALSE | 0 | FALSE | 0 | FALSE | 0 | FALSE | 0 | FALSE | 0 | FALSE | 0 | FALSE | 0 | FALSE | 0 | FALSE | 0 | FALSE | 0 | FALSE | 0 | FALSE | 0 | FALSE | 0 | FALSE | 0 | FALSE | 0 | FALSE | 0 | FALSE | 0 | FALSE | 0 | FALSE | 0 | TRUE | 900 | FALSE | 0 | FALSE | 0 | FALSE | 0 | FALSE | 0 | FALSE | 0 | FALSE | 0 | FALSE | 0 | FALSE | 0 | FALSE | 0 | FALSE | 0 | FALSE | 0 | FALSE | 0 | FALSE | 0 | FALSE | 0 | FALSE | 0 | FALSE | 0 | FALSE | 0 | FALSE | 0 | FALSE | 0 | FALSE | 0
50 |  | 0 | 1177 | FALSE | 0 | FALSE | 0 | FALSE | 0 | FALSE | 0 | FALSE | 0 | FALSE | 0 | FALSE | 0 | FALSE | 0 | FALSE | 0 | FALSE | 0 | FALSE | 0 | FALSE | 0 | FALSE | 0 | FALSE | 0 | FALSE | 0 | FALSE | 0 | FALSE | 0 | FALSE | 0 | FALSE | 0 | FALSE | 0 | FALSE | 0 | FALSE | 0 | FALSE | 0 | FALSE | 0 | FALSE | 0 | FALSE | 0 | FALSE | 0 | FALSE | 0 | FALSE | 0 | FALSE | 0 | TRUE | 900 | FALSE | 0 | FALSE | 0 | FALSE | 0 | FALSE | 0 | FALSE | 0 | FALSE | 0 | FALSE | 0 | FALSE | 0 | FALSE | 0 | FALSE | 0 | FALSE | 0 | FALSE | 0 | FALSE | 0 | FALSE | 0 | FALSE | 0 | FALSE | 0 | FALSE | 0 | FALSE | 0 | FALSE | 0 | FALSE | 0
50 |  | 0 | 1176 | FALSE | 0 | FALSE | 0 | FALSE | 0 | FALSE | 0 | FALSE | 0 | FALSE | 0 | FALSE | 0 | FALSE | 0 | FALSE | 0 | FALSE | 0 | FALSE | 0 | FALSE | 0 | FALSE | 0 | FALSE | 0 | FALSE | 0 | FALSE | 0 | FALSE | 0 | FALSE | 0 | FALSE | 0 | FALSE | 0 | FALSE | 0 | FALSE | 0 | FALSE | 0 | FALSE | 0 | FALSE | 0 | FALSE | 0 | FALSE | 0 | FALSE | 0 | FALSE | 0 | FALSE | 0 | TRUE | 900 | FALSE | 0 | FALSE | 0 | FALSE | 0 | FALSE | 0 | FALSE | 0 | FALSE | 0 | FALSE | 0 | FALSE | 0 | FALSE | 0 | FALSE | 0 | FALSE | 0 | FALSE | 0 | FALSE | 0 | FALSE | 0 | FALSE | 0 | FALSE | 0 | FALSE | 0 | FALSE | 0 | FALSE | 0 | FALSE | 0
50 |  | 0 | 1175 | FALSE | 0 | FALSE | 0 | FALSE | 0 | FALSE | 0 | FALSE | 0 | FALSE | 0 | FALSE | 0 | FALSE | 0 | FALSE | 0 | FALSE | 0 | FALSE | 0 | FALSE | 0 | FALSE | 0 | FALSE | 0 | FALSE | 0 | FALSE | 0 | FALSE | 0 | FALSE | 0 | FALSE | 0 | FALSE | 0 | FALSE | 0 | FALSE | 0 | FALSE | 0 | FALSE | 0 | FALSE | 0 | FALSE | 0 | FALSE | 0 | FALSE | 0 | FALSE | 0 | FALSE | 0 | TRUE | 900 | FALSE | 0 | FALSE | 0 | FALSE | 0 | FALSE | 0 | FALSE | 0 | FALSE | 0 | FALSE | 0 | FALSE | 0 | FALSE | 0 | FALSE | 0 | FALSE | 0 | FALSE | 0 | FALSE | 0 | FALSE | 0 | FALSE | 0 | FALSE | 0 | FALSE | 0 | FALSE | 0 | FALSE | 0 | FALSE | 0
50 |  | 0 | 1174 | FALSE | 0 | FALSE | 0 | FALSE | 0 | FALSE | 0 | FALSE | 0 | FALSE | 0 | FALSE | 0 | FALSE | 0 | FALSE | 0 | FALSE | 0 | FALSE | 0 | FALSE | 0 | FALSE | 0 | FALSE | 0 | FALSE | 0 | FALSE | 0 | FALSE | 0 | FALSE | 0 | FALSE | 0 | FALSE | 0 | FALSE | 0 | FALSE | 0 | FALSE | 0 | FALSE | 0 | FALSE | 0 | FALSE | 0 | FALSE | 0 | FALSE | 0 | FALSE | 0 | FALSE | 0 | TRUE | 900 | FALSE | 0 | FALSE | 0 | FALSE | 0 | FALSE | 0 | FALSE | 0 | FALSE | 0 | FALSE | 0 | FALSE | 0 | FALSE | 0 | FALSE | 0 | FALSE | 0 | FALSE | 0 | FALSE | 0 | FALSE | 0 | FALSE | 0 | FALSE | 0 | FALSE | 0 | FALSE | 0 | FALSE | 0 | FALSE | 0
50 |  | 0 | 1173 | FALSE | 0 | FALSE | 0 | FALSE | 0 | FALSE | 0 | FALSE | 0 | FALSE | 0 | FALSE | 0 | FALSE | 0 | FALSE | 0 | FALSE | 0 | FALSE | 0 | FALSE | 0 | FALSE | 0 | FALSE | 0 | FALSE | 0 | FALSE | 0 | FALSE | 0 | FALSE | 0 | FALSE | 0 | FALSE | 0 | FALSE | 0 | FALSE | 0 | FALSE | 0 | FALSE | 0 | FALSE | 0 | FALSE | 0 | FALSE | 0 | FALSE | 0 | FALSE | 0 | FALSE | 0 | TRUE | 900 | FALSE | 0 | FALSE | 0 | FALSE | 0 | FALSE | 0 | FALSE | 0 | FALSE | 0 | FALSE | 0 | FALSE | 0 | FALSE | 0 | FALSE | 0 | FALSE | 0 | FALSE | 0 | FALSE | 0 | FALSE | 0 | FALSE | 0 | FALSE | 0 | FALSE | 0 | FALSE | 0 | FALSE | 0 | FALSE | 0
50 |  | 0 | 1172 | FALSE | 0 | FALSE | 0 | FALSE | 0 | FALSE | 0 | FALSE | 0 | FALSE | 0 | FALSE | 0 | FALSE | 0 | FALSE | 0 | FALSE | 0 | FALSE | 0 | FALSE | 0 | FALSE | 0 | FALSE | 0 | FALSE | 0 | FALSE | 0 | FALSE | 0 | FALSE | 0 | FALSE | 0 | FALSE | 0 | FALSE | 0 | FALSE | 0 | FALSE | 0 | FALSE | 0 | FALSE | 0 | FALSE | 0 | FALSE | 0 | FALSE | 0 | FALSE | 0 | FALSE | 0 | TRUE | 900 | FALSE | 0 | FALSE | 0 | FALSE | 0 | FALSE | 0 | FALSE | 0 | FALSE | 0 | FALSE | 0 | FALSE | 0 | FALSE | 0 | FALSE | 0 | FALSE | 0 | FALSE | 0 | FALSE | 0 | FALSE | 0 | FALSE | 0 | FALSE | 0 | FALSE | 0 | FALSE | 0 | FALSE | 0 | FALSE | 0
50 |  | 0 | 1171 | FALSE | 0 | FALSE | 0 | FALSE | 0 | FALSE | 0 | FALSE | 0 | FALSE | 0 | FALSE | 0 | FALSE | 0 | FALSE | 0 | FALSE | 0 | FALSE | 0 | FALSE | 0 | FALSE | 0 | FALSE | 0 | FALSE | 0 | FALSE | 0 | FALSE | 0 | FALSE | 0 | FALSE | 0 | FALSE | 0 | FALSE | 0 | FALSE | 0 | FALSE | 0 | FALSE | 0 | FALSE | 0 | FALSE | 0 | FALSE | 0 | FALSE | 0 | FALSE | 0 | FALSE | 0 | TRUE | 900 | FALSE | 0 | FALSE | 0 | FALSE | 0 | FALSE | 0 | FALSE | 0 | FALSE | 0 | FALSE | 0 | FALSE | 0 | FALSE | 0 | FALSE | 0 | FALSE | 0 | FALSE | 0 | FALSE | 0 | FALSE | 0 | FALSE | 0 | FALSE | 0 | FALSE | 0 | FALSE | 0 | FALSE | 0 | FALSE | 0
50 |  | 0 | 1170 | FALSE | 0 | FALSE | 0 | FALSE | 0 | FALSE | 0 | FALSE | 0 | FALSE | 0 | FALSE | 0 | FALSE | 0 | FALSE | 0 | FALSE | 0 | FALSE | 0 | FALSE | 0 | FALSE | 0 | FALSE | 0 | FALSE | 0 | FALSE | 0 | FALSE | 0 | FALSE | 0 | FALSE | 0 | FALSE | 0 | FALSE | 0 | FALSE | 0 | FALSE | 0 | FALSE | 0 | FALSE | 0 | FALSE | 0 | FALSE | 0 | FALSE | 0 | FALSE | 0 | FALSE | 0 | TRUE | 900 | FALSE | 0 | FALSE | 0 | FALSE | 0 | FALSE | 0 | FALSE | 0 | FALSE | 0 | FALSE | 0 | FALSE | 0 | FALSE | 0 | FALSE | 0 | FALSE | 0 | FALSE | 0 | FALSE | 0 | FALSE | 0 | FALSE | 0 | FALSE | 0 | FALSE | 0 | FALSE | 0 | FALSE | 0 | FALSE | 0
50 |  | 0 | 1169 | FALSE | 0 | FALSE | 0 | FALSE | 0 | FALSE | 0 | FALSE | 0 | FALSE | 0 | FALSE | 0 | FALSE | 0 | FALSE | 0 | FALSE | 0 | FALSE | 0 | FALSE | 0 | FALSE | 0 | FALSE | 0 | FALSE | 0 | FALSE | 0 | FALSE | 0 | FALSE | 0 | FALSE | 0 | FALSE | 0 | FALSE | 0 | FALSE | 0 | FALSE | 0 | FALSE | 0 | FALSE | 0 | FALSE | 0 | FALSE | 0 | FALSE | 0 | FALSE | 0 | FALSE | 0 | TRUE | 900 | FALSE | 0 | FALSE | 0 | FALSE | 0 | FALSE | 0 | FALSE | 0 | FALSE | 0 | FALSE | 0 | FALSE | 0 | FALSE | 0 | FALSE | 0 | FALSE | 0 | FALSE | 0 | FALSE | 0 | FALSE | 0 | FALSE | 0 | FALSE | 0 | FALSE | 0 | FALSE | 0 | FALSE | 0 | FALSE | 0
50 |  | 0 | 1168 | FALSE | 0 | FALSE | 0 | FALSE | 0 | FALSE | 0 | FALSE | 0 | FALSE | 0 | FALSE | 0 | FALSE | 0 | FALSE | 0 | FALSE | 0 | FALSE | 0 | FALSE | 0 | FALSE | 0 | FALSE | 0 | FALSE | 0 | FALSE | 0 | FALSE | 0 | FALSE | 0 | FALSE | 0 | FALSE | 0 | FALSE | 0 | FALSE | 0 | FALSE | 0 | FALSE | 0 | FALSE | 0 | FALSE | 0 | FALSE | 0 | FALSE | 0 | FALSE | 0 | FALSE | 0 | TRUE | 900 | FALSE | 0 | FALSE | 0 | FALSE | 0 | FALSE | 0 | FALSE | 0 | FALSE | 0 | FALSE | 0 | FALSE | 0 | FALSE | 0 | FALSE | 0 | FALSE | 0 | FALSE | 0 | FALSE | 0 | FALSE | 0 | FALSE | 0 | FALSE | 0 | FALSE | 0 | FALSE | 0 | FALSE | 0 | FALSE | 0
50 |  | 0 | 1167 | FALSE | 0 | FALSE | 0 | FALSE | 0 | FALSE | 0 | FALSE | 0 | FALSE | 0 | FALSE | 0 | FALSE | 0 | FALSE | 0 | FALSE | 0 | FALSE | 0 | FALSE | 0 | FALSE | 0 | FALSE | 0 | FALSE | 0 | FALSE | 0 | FALSE | 0 | FALSE | 0 | FALSE | 0 | FALSE | 0 | FALSE | 0 | FALSE | 0 | FALSE | 0 | FALSE | 0 | FALSE | 0 | FALSE | 0 | FALSE | 0 | FALSE | 0 | FALSE | 0 | FALSE | 0 | TRUE | 900 | FALSE | 0 | FALSE | 0 | FALSE | 0 | FALSE | 0 | FALSE | 0 | FALSE | 0 | FALSE | 0 | FALSE | 0 | FALSE | 0 | FALSE | 0 | FALSE | 0 | FALSE | 0 | FALSE | 0 | FALSE | 0 | FALSE | 0 | FALSE | 0 | FALSE | 0 | FALSE | 0 | FALSE | 0 | FALSE | 0
50 |  | 0 | 1166 | FALSE | 0 | FALSE | 0 | FALSE | 0 | FALSE | 0 | FALSE | 0 | FALSE | 0 | FALSE | 0 | FALSE | 0 | FALSE | 0 | FALSE | 0 | FALSE | 0 | FALSE | 0 | FALSE | 0 | FALSE | 0 | FALSE | 0 | FALSE | 0 | FALSE | 0 | FALSE | 0 | FALSE | 0 | FALSE | 0 | FALSE | 0 | FALSE | 0 | FALSE | 0 | FALSE | 0 | FALSE | 0 | FALSE | 0 | FALSE | 0 | FALSE | 0 | FALSE | 0 | FALSE | 0 | TRUE | 900 | FALSE | 0 | FALSE | 0 | FALSE | 0 | FALSE | 0 | FALSE | 0 | FALSE | 0 | FALSE | 0 | FALSE | 0 | FALSE | 0 | FALSE | 0 | FALSE | 0 | FALSE | 0 | FALSE | 0 | FALSE | 0 | FALSE | 0 | FALSE | 0 | FALSE | 0 | FALSE | 0 | FALSE | 0 | FALSE | 0
50 |  | 0 | 1165 | FALSE | 0 | FALSE | 0 | FALSE | 0 | FALSE | 0 | FALSE | 0 | FALSE | 0 | FALSE | 0 | FALSE | 0 | FALSE | 0 | FALSE | 0 | FALSE | 0 | FALSE | 0 | FALSE | 0 | FALSE | 0 | FALSE | 0 | FALSE | 0 | FALSE | 0 | FALSE | 0 | FALSE | 0 | FALSE | 0 | FALSE | 0 | FALSE | 0 | FALSE | 0 | FALSE | 0 | FALSE | 0 | FALSE | 0 | FALSE | 0 | FALSE | 0 | FALSE | 0 | FALSE | 0 | TRUE | 900 | FALSE | 0 | FALSE | 0 | FALSE | 0 | FALSE | 0 | FALSE | 0 | FALSE | 0 | FALSE | 0 | FALSE | 0 | FALSE | 0 | FALSE | 0 | FALSE | 0 | FALSE | 0 | FALSE | 0 | FALSE | 0 | FALSE | 0 | FALSE | 0 | FALSE | 0 | FALSE | 0 | FALSE | 0 | FALSE | 0
50 |  | 0 | 1164 | FALSE | 0 | FALSE | 0 | FALSE | 0 | FALSE | 0 | FALSE | 0 | FALSE | 0 | FALSE | 0 | FALSE | 0 | FALSE | 0 | FALSE | 0 | FALSE | 0 | FALSE | 0 | FALSE | 0 | FALSE | 0 | FALSE | 0 | FALSE | 0 | FALSE | 0 | FALSE | 0 | FALSE | 0 | FALSE | 0 | FALSE | 0 | FALSE | 0 | FALSE | 0 | FALSE | 0 | FALSE | 0 | FALSE | 0 | FALSE | 0 | FALSE | 0 | FALSE | 0 | FALSE | 0 | TRUE | 900 | FALSE | 0 | FALSE | 0 | FALSE | 0 | FALSE | 0 | FALSE | 0 | FALSE | 0 | FALSE | 0 | FALSE | 0 | FALSE | 0 | FALSE | 0 | FALSE | 0 | FALSE | 0 | FALSE | 0 | FALSE | 0 | FALSE | 0 | FALSE | 0 | FALSE | 0 | FALSE | 0 | FALSE | 0 | FALSE | 0
50 |  | 0 | 1163 | FALSE | 0 | FALSE | 0 | FALSE | 0 | FALSE | 0 | FALSE | 0 | FALSE | 0 | FALSE | 0 | FALSE | 0 | FALSE | 0 | FALSE | 0 | FALSE | 0 | FALSE | 0 | FALSE | 0 | FALSE | 0 | FALSE | 0 | FALSE | 0 | FALSE | 0 | FALSE | 0 | FALSE | 0 | FALSE | 0 | FALSE | 0 | FALSE | 0 | FALSE | 0 | FALSE | 0 | FALSE | 0 | FALSE | 0 | FALSE | 0 | FALSE | 0 | FALSE | 0 | FALSE | 0 | TRUE | 900 | FALSE | 0 | FALSE | 0 | FALSE | 0 | FALSE | 0 | FALSE | 0 | FALSE | 0 | FALSE | 0 | FALSE | 0 | FALSE | 0 | FALSE | 0 | FALSE | 0 | FALSE | 0 | FALSE | 0 | FALSE | 0 | FALSE | 0 | FALSE | 0 | FALSE | 0 | FALSE | 0 | FALSE | 0 | FALSE | 0
50 |  | 0 | 1162 | FALSE | 0 | FALSE | 0 | FALSE | 0 | FALSE | 0 | FALSE | 0 | FALSE | 0 | FALSE | 0 | FALSE | 0 | FALSE | 0 | FALSE | 0 | FALSE | 0 | FALSE | 0 | FALSE | 0 | FALSE | 0 | FALSE | 0 | FALSE | 0 | FALSE | 0 | FALSE | 0 | FALSE | 0 | FALSE | 0 | FALSE | 0 | FALSE | 0 | FALSE | 0 | FALSE | 0 | FALSE | 0 | FALSE | 0 | FALSE | 0 | FALSE | 0 | FALSE | 0 | FALSE | 0 | TRUE | 900 | FALSE | 0 | FALSE | 0 | FALSE | 0 | FALSE | 0 | FALSE | 0 | FALSE | 0 | FALSE | 0 | FALSE | 0 | FALSE | 0 | FALSE | 0 | FALSE | 0 | FALSE | 0 | FALSE | 0 | FALSE | 0 | FALSE | 0 | FALSE | 0 | FALSE | 0 | FALSE | 0 | FALSE | 0 | FALSE | 0
50 |  | 0 | 1161 | FALSE | 0 | FALSE | 0 | FALSE | 0 | FALSE | 0 | FALSE | 0 | FALSE | 0 | FALSE | 0 | FALSE | 0 | FALSE | 0 | FALSE | 0 | FALSE | 0 | FALSE | 0 | FALSE | 0 | FALSE | 0 | FALSE | 0 | FALSE | 0 | FALSE | 0 | FALSE | 0 | FALSE | 0 | FALSE | 0 | FALSE | 0 | FALSE | 0 | FALSE | 0 | FALSE | 0 | FALSE | 0 | FALSE | 0 | FALSE | 0 | FALSE | 0 | FALSE | 0 | FALSE | 0 | TRUE | 900 | FALSE | 0 | FALSE | 0 | FALSE | 0 | FALSE | 0 | FALSE | 0 | FALSE | 0 | FALSE | 0 | FALSE | 0 | FALSE | 0 | FALSE | 0 | FALSE | 0 | FALSE | 0 | FALSE | 0 | FALSE | 0 | FALSE | 0 | FALSE | 0 | FALSE | 0 | FALSE | 0 | FALSE | 0 | FALSE | 0
50 |  | 0 | 1160 | FALSE | 0 | FALSE | 0 | FALSE | 0 | FALSE | 0 | FALSE | 0 | FALSE | 0 | FALSE | 0 | FALSE | 0 | FALSE | 0 | FALSE | 0 | FALSE | 0 | FALSE | 0 | FALSE | 0 | FALSE | 0 | FALSE | 0 | FALSE | 0 | FALSE | 0 | FALSE | 0 | FALSE | 0 | FALSE | 0 | FALSE | 0 | FALSE | 0 | FALSE | 0 | FALSE | 0 | FALSE | 0 | FALSE | 0 | FALSE | 0 | FALSE | 0 | FALSE | 0 | FALSE | 0 | TRUE | 900 | FALSE | 0 | FALSE | 0 | FALSE | 0 | FALSE | 0 | FALSE | 0 | FALSE | 0 | FALSE | 0 | FALSE | 0 | FALSE | 0 | FALSE | 0 | FALSE | 0 | FALSE | 0 | FALSE | 0 | FALSE | 0 | FALSE | 0 | FALSE | 0 | FALSE | 0 | FALSE | 0 | FALSE | 0 | FALSE | 0
50 |  | 0 | 1159 | FALSE | 0 | FALSE | 0 | FALSE | 0 | FALSE | 0 | FALSE | 0 | FALSE | 0 | FALSE | 0 | FALSE | 0 | FALSE | 0 | FALSE | 0 | FALSE | 0 | FALSE | 0 | FALSE | 0 | FALSE | 0 | FALSE | 0 | FALSE | 0 | FALSE | 0 | FALSE | 0 | FALSE | 0 | FALSE | 0 | FALSE | 0 | FALSE | 0 | FALSE | 0 | FALSE | 0 | FALSE | 0 | FALSE | 0 | FALSE | 0 | FALSE | 0 | FALSE | 0 | FALSE | 0 | TRUE | 900 | FALSE | 0 | FALSE | 0 | FALSE | 0 | FALSE | 0 | FALSE | 0 | FALSE | 0 | FALSE | 0 | FALSE | 0 | FALSE | 0 | FALSE | 0 | FALSE | 0 | FALSE | 0 | FALSE | 0 | FALSE | 0 | FALSE | 0 | FALSE | 0 | FALSE | 0 | FALSE | 0 | FALSE | 0 | FALSE | 0
50 |  | 0 | 1158 | FALSE | 0 | FALSE | 0 | FALSE | 0 | FALSE | 0 | FALSE | 0 | FALSE | 0 | FALSE | 0 | FALSE | 0 | FALSE | 0 | FALSE | 0 | FALSE | 0 | FALSE | 0 | FALSE | 0 | FALSE | 0 | FALSE | 0 | FALSE | 0 | FALSE | 0 | FALSE | 0 | FALSE | 0 | FALSE | 0 | FALSE | 0 | FALSE | 0 | FALSE | 0 | FALSE | 0 | FALSE | 0 | FALSE | 0 | FALSE | 0 | FALSE | 0 | FALSE | 0 | FALSE | 0 | TRUE | 900 | FALSE | 0 | FALSE | 0 | FALSE | 0 | FALSE | 0 | FALSE | 0 | FALSE | 0 | FALSE | 0 | FALSE | 0 | FALSE | 0 | FALSE | 0 | FALSE | 0 | FALSE | 0 | FALSE | 0 | FALSE | 0 | FALSE | 0 | FALSE | 0 | FALSE | 0 | FALSE | 0 | FALSE | 0 | FALSE | 0
50 |  | 0 | 1157 | FALSE | 0 | FALSE | 0 | FALSE | 0 | FALSE | 0 | FALSE | 0 | FALSE | 0 | FALSE | 0 | FALSE | 0 | FALSE | 0 | FALSE | 0 | FALSE | 0 | FALSE | 0 | FALSE | 0 | FALSE | 0 | FALSE | 0 | FALSE | 0 | FALSE | 0 | FALSE | 0 | FALSE | 0 | FALSE | 0 | FALSE | 0 | FALSE | 0 | FALSE | 0 | FALSE | 0 | FALSE | 0 | FALSE | 0 | FALSE | 0 | FALSE | 0 | FALSE | 0 | FALSE | 0 | TRUE | 900 | FALSE | 0 | FALSE | 0 | FALSE | 0 | FALSE | 0 | FALSE | 0 | FALSE | 0 | FALSE | 0 | FALSE | 0 | FALSE | 0 | FALSE | 0 | FALSE | 0 | FALSE | 0 | FALSE | 0 | FALSE | 0 | FALSE | 0 | FALSE | 0 | FALSE | 0 | FALSE | 0 | FALSE | 0 | FALSE | 0
50 |  | 0 | 1156 | FALSE | 0 | FALSE | 0 | FALSE | 0 | FALSE | 0 | FALSE | 0 | FALSE | 0 | FALSE | 0 | FALSE | 0 | FALSE | 0 | FALSE | 0 | FALSE | 0 | FALSE | 0 | FALSE | 0 | FALSE | 0 | FALSE | 0 | FALSE | 0 | FALSE | 0 | FALSE | 0 | FALSE | 0 | FALSE | 0 | FALSE | 0 | FALSE | 0 | FALSE | 0 | FALSE | 0 | FALSE | 0 | FALSE | 0 | FALSE | 0 | FALSE | 0 | FALSE | 0 | FALSE | 0 | TRUE | 900 | FALSE | 0 | FALSE | 0 | FALSE | 0 | FALSE | 0 | FALSE | 0 | FALSE | 0 | FALSE | 0 | FALSE | 0 | FALSE | 0 | FALSE | 0 | FALSE | 0 | FALSE | 0 | FALSE | 0 | FALSE | 0 | FALSE | 0 | FALSE | 0 | FALSE | 0 | FALSE | 0 | FALSE | 0 | FALSE | 0
50 |  | 0 | 1155 | FALSE | 0 | FALSE | 0 | FALSE | 0 | FALSE | 0 | FALSE | 0 | FALSE | 0 | FALSE | 0 | FALSE | 0 | FALSE | 0 | FALSE | 0 | FALSE | 0 | FALSE | 0 | FALSE | 0 | FALSE | 0 | FALSE | 0 | FALSE | 0 | FALSE | 0 | FALSE | 0 | FALSE | 0 | FALSE | 0 | FALSE | 0 | FALSE | 0 | FALSE | 0 | FALSE | 0 | FALSE | 0 | FALSE | 0 | FALSE | 0 | FALSE | 0 | FALSE | 0 | FALSE | 0 | TRUE | 900 | FALSE | 0 | FALSE | 0 | FALSE | 0 | FALSE | 0 | FALSE | 0 | FALSE | 0 | FALSE | 0 | FALSE | 0 | FALSE | 0 | FALSE | 0 | FALSE | 0 | FALSE | 0 | FALSE | 0 | FALSE | 0 | FALSE | 0 | FALSE | 0 | FALSE | 0 | FALSE | 0 | FALSE | 0 | FALSE | 0
50 |  | 0 | 1154 | FALSE | 0 | FALSE | 0 | FALSE | 0 | FALSE | 0 | FALSE | 0 | FALSE | 0 | FALSE | 0 | FALSE | 0 | FALSE | 0 | FALSE | 0 | FALSE | 0 | FALSE | 0 | FALSE | 0 | FALSE | 0 | FALSE | 0 | FALSE | 0 | FALSE | 0 | FALSE | 0 | FALSE | 0 | FALSE | 0 | FALSE | 0 | FALSE | 0 | FALSE | 0 | FALSE | 0 | FALSE | 0 | FALSE | 0 | FALSE | 0 | FALSE | 0 | FALSE | 0 | FALSE | 0 | TRUE | 900 | FALSE | 0 | FALSE | 0 | FALSE | 0 | FALSE | 0 | FALSE | 0 | FALSE | 0 | FALSE | 0 | FALSE | 0 | FALSE | 0 | FALSE | 0 | FALSE | 0 | FALSE | 0 | FALSE | 0 | FALSE | 0 | FALSE | 0 | FALSE | 0 | FALSE | 0 | FALSE | 0 | FALSE | 0 | FALSE | 0
50 |  | 0 | 1153 | FALSE | 0 | FALSE | 0 | FALSE | 0 | FALSE | 0 | FALSE | 0 | FALSE | 0 | FALSE | 0 | FALSE | 0 | FALSE | 0 | FALSE | 0 | FALSE | 0 | FALSE | 0 | FALSE | 0 | FALSE | 0 | FALSE | 0 | FALSE | 0 | FALSE | 0 | FALSE | 0 | FALSE | 0 | FALSE | 0 | FALSE | 0 | FALSE | 0 | FALSE | 0 | FALSE | 0 | FALSE | 0 | FALSE | 0 | FALSE | 0 | FALSE | 0 | FALSE | 0 | FALSE | 0 | TRUE | 900 | FALSE | 0 | FALSE | 0 | FALSE | 0 | FALSE | 0 | FALSE | 0 | FALSE | 0 | FALSE | 0 | FALSE | 0 | FALSE | 0 | FALSE | 0 | FALSE | 0 | FALSE | 0 | FALSE | 0 | FALSE | 0 | FALSE | 0 | FALSE | 0 | FALSE | 0 | FALSE | 0 | FALSE | 0 | FALSE | 0
50 |  | 0 | 1152 | FALSE | 0 | FALSE | 0 | FALSE | 0 | FALSE | 0 | FALSE | 0 | FALSE | 0 | FALSE | 0 | FALSE | 0 | FALSE | 0 | FALSE | 0 | FALSE | 0 | FALSE | 0 | FALSE | 0 | FALSE | 0 | FALSE | 0 | FALSE | 0 | FALSE | 0 | FALSE | 0 | FALSE | 0 | FALSE | 0 | FALSE | 0 | FALSE | 0 | FALSE | 0 | FALSE | 0 | FALSE | 0 | FALSE | 0 | FALSE | 0 | FALSE | 0 | FALSE | 0 | FALSE | 0 | TRUE | 900 | FALSE | 0 | FALSE | 0 | FALSE | 0 | FALSE | 0 | FALSE | 0 | FALSE | 0 | FALSE | 0 | FALSE | 0 | FALSE | 0 | FALSE | 0 | FALSE | 0 | FALSE | 0 | FALSE | 0 | FALSE | 0 | FALSE | 0 | FALSE | 0 | FALSE | 0 | FALSE | 0 | FALSE | 0 | FALSE | 0
50 |  | 0 | 1151 | FALSE | 0 | FALSE | 0 | FALSE | 0 | FALSE | 0 | FALSE | 0 | FALSE | 0 | FALSE | 0 | FALSE | 0 | FALSE | 0 | FALSE | 0 | FALSE | 0 | FALSE | 0 | FALSE | 0 | FALSE | 0 | FALSE | 0 | FALSE | 0 | FALSE | 0 | FALSE | 0 | FALSE | 0 | FALSE | 0 | FALSE | 0 | FALSE | 0 | FALSE | 0 | FALSE | 0 | FALSE | 0 | FALSE | 0 | FALSE | 0 | FALSE | 0 | FALSE | 0 | FALSE | 0 | TRUE | 900 | FALSE | 0 | FALSE | 0 | FALSE | 0 | FALSE | 0 | FALSE | 0 | FALSE | 0 | FALSE | 0 | FALSE | 0 | FALSE | 0 | FALSE | 0 | FALSE | 0 | FALSE | 0 | FALSE | 0 | FALSE | 0 | FALSE | 0 | FALSE | 0 | FALSE | 0 | FALSE | 0 | FALSE | 0 | FALSE | 0
50 |  | 0 | 1150 | FALSE | 0 | FALSE | 0 | FALSE | 0 | FALSE | 0 | FALSE | 0 | FALSE | 0 | FALSE | 0 | FALSE | 0 | FALSE | 0 | FALSE | 0 | FALSE | 0 | FALSE | 0 | FALSE | 0 | FALSE | 0 | FALSE | 0 | FALSE | 0 | FALSE | 0 | FALSE | 0 | FALSE | 0 | FALSE | 0 | FALSE | 0 | FALSE | 0 | FALSE | 0 | FALSE | 0 | FALSE | 0 | FALSE | 0 | FALSE | 0 | FALSE | 0 | FALSE | 0 | FALSE | 0 | TRUE | 900 | FALSE | 0 | FALSE | 0 | FALSE | 0 | FALSE | 0 | FALSE | 0 | FALSE | 0 | FALSE | 0 | FALSE | 0 | FALSE | 0 | FALSE | 0 | FALSE | 0 | FALSE | 0 | FALSE | 0 | FALSE | 0 | FALSE | 0 | FALSE | 0 | FALSE | 0 | FALSE | 0 | FALSE | 0 | FALSE | 0
50 |  | 0 | 1149 | FALSE | 0 | FALSE | 0 | FALSE | 0 | FALSE | 0 | FALSE | 0 | FALSE | 0 | FALSE | 0 | FALSE | 0 | FALSE | 0 | FALSE | 0 | FALSE | 0 | FALSE | 0 | FALSE | 0 | FALSE | 0 | FALSE | 0 | FALSE | 0 | FALSE | 0 | FALSE | 0 | FALSE | 0 | FALSE | 0 | FALSE | 0 | FALSE | 0 | FALSE | 0 | FALSE | 0 | FALSE | 0 | FALSE | 0 | FALSE | 0 | FALSE | 0 | FALSE | 0 | FALSE | 0 | TRUE | 900 | FALSE | 0 | FALSE | 0 | FALSE | 0 | FALSE | 0 | FALSE | 0 | FALSE | 0 | FALSE | 0 | FALSE | 0 | FALSE | 0 | FALSE | 0 | FALSE | 0 | FALSE | 0 | FALSE | 0 | FALSE | 0 | FALSE | 0 | FALSE | 0 | FALSE | 0 | FALSE | 0 | FALSE | 0 | FALSE | 0
50 |  | 0 | 1148 | FALSE | 0 | FALSE | 0 | FALSE | 0 | FALSE | 0 | FALSE | 0 | FALSE | 0 | FALSE | 0 | FALSE | 0 | FALSE | 0 | FALSE | 0 | FALSE | 0 | FALSE | 0 | FALSE | 0 | FALSE | 0 | FALSE | 0 | FALSE | 0 | FALSE | 0 | FALSE | 0 | FALSE | 0 | FALSE | 0 | FALSE | 0 | FALSE | 0 | FALSE | 0 | FALSE | 0 | FALSE | 0 | FALSE | 0 | FALSE | 0 | FALSE | 0 | FALSE | 0 | FALSE | 0 | TRUE | 900 | FALSE | 0 | FALSE | 0 | FALSE | 0 | FALSE | 0 | FALSE | 0 | FALSE | 0 | FALSE | 0 | FALSE | 0 | FALSE | 0 | FALSE | 0 | FALSE | 0 | FALSE | 0 | FALSE | 0 | FALSE | 0 | FALSE | 0 | FALSE | 0 | FALSE | 0 | FALSE | 0 | FALSE | 0 | FALSE | 0
50 |  | 0 | 1147 | FALSE | 0 | FALSE | 0 | FALSE | 0 | FALSE | 0 | FALSE | 0 | FALSE | 0 | FALSE | 0 | FALSE | 0 | FALSE | 0 | FALSE | 0 | FALSE | 0 | FALSE | 0 | FALSE | 0 | FALSE | 0 | FALSE | 0 | FALSE | 0 | FALSE | 0 | FALSE | 0 | FALSE | 0 | FALSE | 0 | FALSE | 0 | FALSE | 0 | FALSE | 0 | FALSE | 0 | FALSE | 0 | FALSE | 0 | FALSE | 0 | FALSE | 0 | FALSE | 0 | FALSE | 0 | TRUE | 900 | FALSE | 0 | FALSE | 0 | FALSE | 0 | FALSE | 0 | FALSE | 0 | FALSE | 0 | FALSE | 0 | FALSE | 0 | FALSE | 0 | FALSE | 0 | FALSE | 0 | FALSE | 0 | FALSE | 0 | FALSE | 0 | FALSE | 0 | FALSE | 0 | FALSE | 0 | FALSE | 0 | FALSE | 0 | FALSE | 0
50 |  | 0 | 1146 | FALSE | 0 | FALSE | 0 | FALSE | 0 | FALSE | 0 | FALSE | 0 | FALSE | 0 | FALSE | 0 | FALSE | 0 | FALSE | 0 | FALSE | 0 | FALSE | 0 | FALSE | 0 | FALSE | 0 | FALSE | 0 | FALSE | 0 | FALSE | 0 | FALSE | 0 | FALSE | 0 | FALSE | 0 | FALSE | 0 | FALSE | 0 | FALSE | 0 | FALSE | 0 | FALSE | 0 | FALSE | 0 | FALSE | 0 | FALSE | 0 | FALSE | 0 | FALSE | 0 | FALSE | 0 | TRUE | 900 | FALSE | 0 | FALSE | 0 | FALSE | 0 | FALSE | 0 | FALSE | 0 | FALSE | 0 | FALSE | 0 | FALSE | 0 | FALSE | 0 | FALSE | 0 | FALSE | 0 | FALSE | 0 | FALSE | 0 | FALSE | 0 | FALSE | 0 | FALSE | 0 | FALSE | 0 | FALSE | 0 | FALSE | 0 | FALSE | 0
50 |  | 0 | 1145 | FALSE | 0 | FALSE | 0 | FALSE | 0 | FALSE | 0 | FALSE | 0 | FALSE | 0 | FALSE | 0 | FALSE | 0 | FALSE | 0 | FALSE | 0 | FALSE | 0 | FALSE | 0 | FALSE | 0 | FALSE | 0 | FALSE | 0 | FALSE | 0 | FALSE | 0 | FALSE | 0 | FALSE | 0 | FALSE | 0 | FALSE | 0 | FALSE | 0 | FALSE | 0 | FALSE | 0 | FALSE | 0 | FALSE | 0 | FALSE | 0 | FALSE | 0 | FALSE | 0 | FALSE | 0 | TRUE | 900 | FALSE | 0 | FALSE | 0 | FALSE | 0 | FALSE | 0 | FALSE | 0 | FALSE | 0 | FALSE | 0 | FALSE | 0 | FALSE | 0 | FALSE | 0 | FALSE | 0 | FALSE | 0 | FALSE | 0 | FALSE | 0 | FALSE | 0 | FALSE | 0 | FALSE | 0 | FALSE | 0 | FALSE | 0 | FALSE | 0
50 |  | 0 | 1144 | FALSE | 0 | FALSE | 0 | FALSE | 0 | FALSE | 0 | FALSE | 0 | FALSE | 0 | FALSE | 0 | FALSE | 0 | FALSE | 0 | FALSE | 0 | FALSE | 0 | FALSE | 0 | FALSE | 0 | FALSE | 0 | FALSE | 0 | FALSE | 0 | FALSE | 0 | FALSE | 0 | FALSE | 0 | FALSE | 0 | FALSE | 0 | FALSE | 0 | FALSE | 0 | FALSE | 0 | FALSE | 0 | FALSE | 0 | FALSE | 0 | FALSE | 0 | FALSE | 0 | FALSE | 0 | TRUE | 900 | FALSE | 0 | FALSE | 0 | FALSE | 0 | FALSE | 0 | FALSE | 0 | FALSE | 0 | FALSE | 0 | FALSE | 0 | FALSE | 0 | FALSE | 0 | FALSE | 0 | FALSE | 0 | FALSE | 0 | FALSE | 0 | FALSE | 0 | FALSE | 0 | FALSE | 0 | FALSE | 0 | FALSE | 0 | FALSE | 0
50 |  | 0 | 1143 | FALSE | 0 | FALSE | 0 | FALSE | 0 | FALSE | 0 | FALSE | 0 | FALSE | 0 | FALSE | 0 | FALSE | 0 | FALSE | 0 | FALSE | 0 | FALSE | 0 | FALSE | 0 | FALSE | 0 | FALSE | 0 | FALSE | 0 | FALSE | 0 | FALSE | 0 | FALSE | 0 | FALSE | 0 | FALSE | 0 | FALSE | 0 | FALSE | 0 | FALSE | 0 | FALSE | 0 | FALSE | 0 | FALSE | 0 | FALSE | 0 | FALSE | 0 | FALSE | 0 | FALSE | 0 | TRUE | 900 | FALSE | 0 | FALSE | 0 | FALSE | 0 | FALSE | 0 | FALSE | 0 | FALSE | 0 | FALSE | 0 | FALSE | 0 | FALSE | 0 | FALSE | 0 | FALSE | 0 | FALSE | 0 | FALSE | 0 | FALSE | 0 | FALSE | 0 | FALSE | 0 | FALSE | 0 | FALSE | 0 | FALSE | 0 | FALSE | 0
50 |  | 0 | 1142 | FALSE | 0 | FALSE | 0 | FALSE | 0 | FALSE | 0 | FALSE | 0 | FALSE | 0 | FALSE | 0 | FALSE | 0 | FALSE | 0 | FALSE | 0 | FALSE | 0 | FALSE | 0 | FALSE | 0 | FALSE | 0 | FALSE | 0 | FALSE | 0 | FALSE | 0 | FALSE | 0 | FALSE | 0 | FALSE | 0 | FALSE | 0 | FALSE | 0 | FALSE | 0 | FALSE | 0 | FALSE | 0 | FALSE | 0 | FALSE | 0 | FALSE | 0 | FALSE | 0 | FALSE | 0 | TRUE | 900 | FALSE | 0 | FALSE | 0 | FALSE | 0 | FALSE | 0 | FALSE | 0 | FALSE | 0 | FALSE | 0 | FALSE | 0 | FALSE | 0 | FALSE | 0 | FALSE | 0 | FALSE | 0 | FALSE | 0 | FALSE | 0 | FALSE | 0 | FALSE | 0 | FALSE | 0 | FALSE | 0 | FALSE | 0 | FALSE | 0
50 |  | 0 | 1141 | FALSE | 0 | FALSE | 0 | FALSE | 0 | FALSE | 0 | FALSE | 0 | FALSE | 0 | FALSE | 0 | FALSE | 0 | FALSE | 0 | FALSE | 0 | FALSE | 0 | FALSE | 0 | FALSE | 0 | FALSE | 0 | FALSE | 0 | FALSE | 0 | FALSE | 0 | FALSE | 0 | FALSE | 0 | FALSE | 0 | FALSE | 0 | FALSE | 0 | FALSE | 0 | FALSE | 0 | FALSE | 0 | FALSE | 0 | FALSE | 0 | FALSE | 0 | FALSE | 0 | FALSE | 0 | TRUE | 900 | FALSE | 0 | FALSE | 0 | FALSE | 0 | FALSE | 0 | FALSE | 0 | FALSE | 0 | FALSE | 0 | FALSE | 0 | FALSE | 0 | FALSE | 0 | FALSE | 0 | FALSE | 0 | FALSE | 0 | FALSE | 0 | FALSE | 0 | FALSE | 0 | FALSE | 0 | FALSE | 0 | FALSE | 0 | FALSE | 0
50 |  | 0 | 1140 | FALSE | 0 | FALSE | 0 | FALSE | 0 | FALSE | 0 | FALSE | 0 | FALSE | 0 | FALSE | 0 | FALSE | 0 | FALSE | 0 | FALSE | 0 | FALSE | 0 | FALSE | 0 | FALSE | 0 | FALSE | 0 | FALSE | 0 | FALSE | 0 | FALSE | 0 | FALSE | 0 | FALSE | 0 | FALSE | 0 | FALSE | 0 | FALSE | 0 | FALSE | 0 | FALSE | 0 | FALSE | 0 | FALSE | 0 | FALSE | 0 | FALSE | 0 | FALSE | 0 | FALSE | 0 | TRUE | 900 | FALSE | 0 | FALSE | 0 | FALSE | 0 | FALSE | 0 | FALSE | 0 | FALSE | 0 | FALSE | 0 | FALSE | 0 | FALSE | 0 | FALSE | 0 | FALSE | 0 | FALSE | 0 | FALSE | 0 | FALSE | 0 | FALSE | 0 | FALSE | 0 | FALSE | 0 | FALSE | 0 | FALSE | 0 | FALSE | 0
50 |  | 0 | 1139 | FALSE | 0 | FALSE | 0 | FALSE | 0 | FALSE | 0 | FALSE | 0 | FALSE | 0 | FALSE | 0 | FALSE | 0 | FALSE | 0 | FALSE | 0 | FALSE | 0 | FALSE | 0 | FALSE | 0 | FALSE | 0 | FALSE | 0 | FALSE | 0 | FALSE | 0 | FALSE | 0 | FALSE | 0 | FALSE | 0 | FALSE | 0 | FALSE | 0 | FALSE | 0 | FALSE | 0 | FALSE | 0 | FALSE | 0 | FALSE | 0 | FALSE | 0 | FALSE | 0 | FALSE | 0 | TRUE | 900 | FALSE | 0 | FALSE | 0 | FALSE | 0 | FALSE | 0 | FALSE | 0 | FALSE | 0 | FALSE | 0 | FALSE | 0 | FALSE | 0 | FALSE | 0 | FALSE | 0 | FALSE | 0 | FALSE | 0 | FALSE | 0 | FALSE | 0 | FALSE | 0 | FALSE | 0 | FALSE | 0 | FALSE | 0 | FALSE | 0
50 |  | 0 | 1138 | FALSE | 0 | FALSE | 0 | FALSE | 0 | FALSE | 0 | FALSE | 0 | FALSE | 0 | FALSE | 0 | FALSE | 0 | FALSE | 0 | FALSE | 0 | FALSE | 0 | FALSE | 0 | FALSE | 0 | FALSE | 0 | FALSE | 0 | FALSE | 0 | FALSE | 0 | FALSE | 0 | FALSE | 0 | FALSE | 0 | FALSE | 0 | FALSE | 0 | FALSE | 0 | FALSE | 0 | FALSE | 0 | FALSE | 0 | FALSE | 0 | FALSE | 0 | FALSE | 0 | FALSE | 0 | TRUE | 900 | FALSE | 0 | FALSE | 0 | FALSE | 0 | FALSE | 0 | FALSE | 0 | FALSE | 0 | FALSE | 0 | FALSE | 0 | FALSE | 0 | FALSE | 0 | FALSE | 0 | FALSE | 0 | FALSE | 0 | FALSE | 0 | FALSE | 0 | FALSE | 0 | FALSE | 0 | FALSE | 0 | FALSE | 0 | FALSE | 0
50 |  | 0 | 1137 | FALSE | 0 | FALSE | 0 | FALSE | 0 | FALSE | 0 | FALSE | 0 | FALSE | 0 | FALSE | 0 | FALSE | 0 | FALSE | 0 | FALSE | 0 | FALSE | 0 | FALSE | 0 | FALSE | 0 | FALSE | 0 | FALSE | 0 | FALSE | 0 | FALSE | 0 | FALSE | 0 | FALSE | 0 | FALSE | 0 | FALSE | 0 | FALSE | 0 | FALSE | 0 | FALSE | 0 | FALSE | 0 | FALSE | 0 | FALSE | 0 | FALSE | 0 | FALSE | 0 | FALSE | 0 | TRUE | 900 | FALSE | 0 | FALSE | 0 | FALSE | 0 | FALSE | 0 | FALSE | 0 | FALSE | 0 | FALSE | 0 | FALSE | 0 | FALSE | 0 | FALSE | 0 | FALSE | 0 | FALSE | 0 | FALSE | 0 | FALSE | 0 | FALSE | 0 | FALSE | 0 | FALSE | 0 | FALSE | 0 | FALSE | 0 | FALSE | 0
50 |  | 0 | 1136 | FALSE | 0 | FALSE | 0 | FALSE | 0 | FALSE | 0 | FALSE | 0 | FALSE | 0 | FALSE | 0 | FALSE | 0 | FALSE | 0 | FALSE | 0 | FALSE | 0 | FALSE | 0 | FALSE | 0 | FALSE | 0 | FALSE | 0 | FALSE | 0 | FALSE | 0 | FALSE | 0 | FALSE | 0 | FALSE | 0 | FALSE | 0 | FALSE | 0 | FALSE | 0 | FALSE | 0 | FALSE | 0 | FALSE | 0 | FALSE | 0 | FALSE | 0 | FALSE | 0 | FALSE | 0 | TRUE | 900 | FALSE | 0 | FALSE | 0 | FALSE | 0 | FALSE | 0 | FALSE | 0 | FALSE | 0 | FALSE | 0 | FALSE | 0 | FALSE | 0 | FALSE | 0 | FALSE | 0 | FALSE | 0 | FALSE | 0 | FALSE | 0 | FALSE | 0 | FALSE | 0 | FALSE | 0 | FALSE | 0 | FALSE | 0 | FALSE | 0
50 |  | 0 | 1135 | FALSE | 0 | FALSE | 0 | FALSE | 0 | FALSE | 0 | FALSE | 0 | FALSE | 0 | FALSE | 0 | FALSE | 0 | FALSE | 0 | FALSE | 0 | FALSE | 0 | FALSE | 0 | FALSE | 0 | FALSE | 0 | FALSE | 0 | FALSE | 0 | FALSE | 0 | FALSE | 0 | FALSE | 0 | FALSE | 0 | FALSE | 0 | FALSE | 0 | FALSE | 0 | FALSE | 0 | FALSE | 0 | FALSE | 0 | FALSE | 0 | FALSE | 0 | FALSE | 0 | FALSE | 0 | TRUE | 900 | FALSE | 0 | FALSE | 0 | FALSE | 0 | FALSE | 0 | FALSE | 0 | FALSE | 0 | FALSE | 0 | FALSE | 0 | FALSE | 0 | FALSE | 0 | FALSE | 0 | FALSE | 0 | FALSE | 0 | FALSE | 0 | FALSE | 0 | FALSE | 0 | FALSE | 0 | FALSE | 0 | FALSE | 0 | FALSE | 0
50 |  | 0 | 1134 | FALSE | 0 | FALSE | 0 | FALSE | 0 | FALSE | 0 | FALSE | 0 | FALSE | 0 | FALSE | 0 | FALSE | 0 | FALSE | 0 | FALSE | 0 | FALSE | 0 | FALSE | 0 | FALSE | 0 | FALSE | 0 | FALSE | 0 | FALSE | 0 | FALSE | 0 | FALSE | 0 | FALSE | 0 | FALSE | 0 | FALSE | 0 | FALSE | 0 | FALSE | 0 | FALSE | 0 | FALSE | 0 | FALSE | 0 | FALSE | 0 | FALSE | 0 | FALSE | 0 | FALSE | 0 | TRUE | 900 | FALSE | 0 | FALSE | 0 | FALSE | 0 | FALSE | 0 | FALSE | 0 | FALSE | 0 | FALSE | 0 | FALSE | 0 | FALSE | 0 | FALSE | 0 | FALSE | 0 | FALSE | 0 | FALSE | 0 | FALSE | 0 | FALSE | 0 | FALSE | 0 | FALSE | 0 | FALSE | 0 | FALSE | 0 | FALSE | 0
50 |  | 0 | 1133 | FALSE | 0 | FALSE | 0 | FALSE | 0 | FALSE | 0 | FALSE | 0 | FALSE | 0 | FALSE | 0 | FALSE | 0 | FALSE | 0 | FALSE | 0 | FALSE | 0 | FALSE | 0 | FALSE | 0 | FALSE | 0 | FALSE | 0 | FALSE | 0 | FALSE | 0 | FALSE | 0 | FALSE | 0 | FALSE | 0 | FALSE | 0 | FALSE | 0 | FALSE | 0 | FALSE | 0 | FALSE | 0 | FALSE | 0 | FALSE | 0 | FALSE | 0 | FALSE | 0 | FALSE | 0 | TRUE | 900 | FALSE | 0 | FALSE | 0 | FALSE | 0 | FALSE | 0 | FALSE | 0 | FALSE | 0 | FALSE | 0 | FALSE | 0 | FALSE | 0 | FALSE | 0 | FALSE | 0 | FALSE | 0 | FALSE | 0 | FALSE | 0 | FALSE | 0 | FALSE | 0 | FALSE | 0 | FALSE | 0 | FALSE | 0 | FALSE | 0
50 |  | 0 | 1132 | FALSE | 0 | FALSE | 0 | FALSE | 0 | FALSE | 0 | FALSE | 0 | FALSE | 0 | FALSE | 0 | FALSE | 0 | FALSE | 0 | FALSE | 0 | FALSE | 0 | FALSE | 0 | FALSE | 0 | FALSE | 0 | FALSE | 0 | FALSE | 0 | FALSE | 0 | FALSE | 0 | FALSE | 0 | FALSE | 0 | FALSE | 0 | FALSE | 0 | FALSE | 0 | FALSE | 0 | FALSE | 0 | FALSE | 0 | FALSE | 0 | FALSE | 0 | FALSE | 0 | FALSE | 0 | TRUE | 900 | FALSE | 0 | FALSE | 0 | FALSE | 0 | FALSE | 0 | FALSE | 0 | FALSE | 0 | FALSE | 0 | FALSE | 0 | FALSE | 0 | FALSE | 0 | FALSE | 0 | FALSE | 0 | FALSE | 0 | FALSE | 0 | FALSE | 0 | FALSE | 0 | FALSE | 0 | FALSE | 0 | FALSE | 0 | FALSE | 0
50 |  | 0 | 1131 | FALSE | 0 | FALSE | 0 | FALSE | 0 | FALSE | 0 | FALSE | 0 | FALSE | 0 | FALSE | 0 | FALSE | 0 | FALSE | 0 | FALSE | 0 | FALSE | 0 | FALSE | 0 | FALSE | 0 | FALSE | 0 | FALSE | 0 | FALSE | 0 | FALSE | 0 | FALSE | 0 | FALSE | 0 | FALSE | 0 | FALSE | 0 | FALSE | 0 | FALSE | 0 | FALSE | 0 | FALSE | 0 | FALSE | 0 | FALSE | 0 | FALSE | 0 | FALSE | 0 | FALSE | 0 | TRUE | 900 | FALSE | 0 | FALSE | 0 | FALSE | 0 | FALSE | 0 | FALSE | 0 | FALSE | 0 | FALSE | 0 | FALSE | 0 | FALSE | 0 | FALSE | 0 | FALSE | 0 | FALSE | 0 | FALSE | 0 | FALSE | 0 | FALSE | 0 | FALSE | 0 | FALSE | 0 | FALSE | 0 | FALSE | 0 | FALSE | 0
50 |  | 0 | 1130 | FALSE | 0 | FALSE | 0 | FALSE | 0 | FALSE | 0 | FALSE | 0 | FALSE | 0 | FALSE | 0 | FALSE | 0 | FALSE | 0 | FALSE | 0 | FALSE | 0 | FALSE | 0 | FALSE | 0 | FALSE | 0 | FALSE | 0 | FALSE | 0 | FALSE | 0 | FALSE | 0 | FALSE | 0 | FALSE | 0 | FALSE | 0 | FALSE | 0 | FALSE | 0 | FALSE | 0 | FALSE | 0 | FALSE | 0 | FALSE | 0 | FALSE | 0 | FALSE | 0 | FALSE | 0 | TRUE | 900 | FALSE | 0 | FALSE | 0 | FALSE | 0 | FALSE | 0 | FALSE | 0 | FALSE | 0 | FALSE | 0 | FALSE | 0 | FALSE | 0 | FALSE | 0 | FALSE | 0 | FALSE | 0 | FALSE | 0 | FALSE | 0 | FALSE | 0 | FALSE | 0 | FALSE | 0 | FALSE | 0 | FALSE | 0 | FALSE | 0
50 |  | 0 | 1129 | FALSE | 0 | FALSE | 0 | FALSE | 0 | FALSE | 0 | FALSE | 0 | FALSE | 0 | FALSE | 0 | FALSE | 0 | FALSE | 0 | FALSE | 0 | FALSE | 0 | FALSE | 0 | FALSE | 0 | FALSE | 0 | FALSE | 0 | FALSE | 0 | FALSE | 0 | FALSE | 0 | FALSE | 0 | FALSE | 0 | FALSE | 0 | FALSE | 0 | FALSE | 0 | FALSE | 0 | FALSE | 0 | FALSE | 0 | FALSE | 0 | FALSE | 0 | FALSE | 0 | FALSE | 0 | TRUE | 900 | FALSE | 0 | FALSE | 0 | FALSE | 0 | FALSE | 0 | FALSE | 0 | FALSE | 0 | FALSE | 0 | FALSE | 0 | FALSE | 0 | FALSE | 0 | FALSE | 0 | FALSE | 0 | FALSE | 0 | FALSE | 0 | FALSE | 0 | FALSE | 0 | FALSE | 0 | FALSE | 0 | FALSE | 0 | FALSE | 0
50 |  | 0 | 1128 | FALSE | 0 | FALSE | 0 | FALSE | 0 | FALSE | 0 | FALSE | 0 | FALSE | 0 | FALSE | 0 | FALSE | 0 | FALSE | 0 | FALSE | 0 | FALSE | 0 | FALSE | 0 | FALSE | 0 | FALSE | 0 | FALSE | 0 | FALSE | 0 | FALSE | 0 | FALSE | 0 | FALSE | 0 | FALSE | 0 | FALSE | 0 | FALSE | 0 | FALSE | 0 | FALSE | 0 | FALSE | 0 | FALSE | 0 | FALSE | 0 | FALSE | 0 | FALSE | 0 | FALSE | 0 | TRUE | 900 | FALSE | 0 | FALSE | 0 | FALSE | 0 | FALSE | 0 | FALSE | 0 | FALSE | 0 | FALSE | 0 | FALSE | 0 | FALSE | 0 | FALSE | 0 | FALSE | 0 | FALSE | 0 | FALSE | 0 | FALSE | 0 | FALSE | 0 | FALSE | 0 | FALSE | 0 | FALSE | 0 | FALSE | 0 | FALSE | 0
50 |  | 0 | 1127 | FALSE | 0 | FALSE | 0 | FALSE | 0 | FALSE | 0 | FALSE | 0 | FALSE | 0 | FALSE | 0 | FALSE | 0 | FALSE | 0 | FALSE | 0 | FALSE | 0 | FALSE | 0 | FALSE | 0 | FALSE | 0 | FALSE | 0 | FALSE | 0 | FALSE | 0 | FALSE | 0 | FALSE | 0 | FALSE | 0 | FALSE | 0 | FALSE | 0 | FALSE | 0 | FALSE | 0 | FALSE | 0 | FALSE | 0 | FALSE | 0 | FALSE | 0 | FALSE | 0 | FALSE | 0 | TRUE | 900 | FALSE | 0 | FALSE | 0 | FALSE | 0 | FALSE | 0 | FALSE | 0 | FALSE | 0 | FALSE | 0 | FALSE | 0 | FALSE | 0 | FALSE | 0 | FALSE | 0 | FALSE | 0 | FALSE | 0 | FALSE | 0 | FALSE | 0 | FALSE | 0 | FALSE | 0 | FALSE | 0 | FALSE | 0 | FALSE | 0
50 |  | 0 | 1126 | FALSE | 0 | FALSE | 0 | FALSE | 0 | FALSE | 0 | FALSE | 0 | FALSE | 0 | FALSE | 0 | FALSE | 0 | FALSE | 0 | FALSE | 0 | FALSE | 0 | FALSE | 0 | FALSE | 0 | FALSE | 0 | FALSE | 0 | FALSE | 0 | FALSE | 0 | FALSE | 0 | FALSE | 0 | FALSE | 0 | FALSE | 0 | FALSE | 0 | FALSE | 0 | FALSE | 0 | FALSE | 0 | FALSE | 0 | FALSE | 0 | FALSE | 0 | FALSE | 0 | FALSE | 0 | TRUE | 900 | FALSE | 0 | FALSE | 0 | FALSE | 0 | FALSE | 0 | FALSE | 0 | FALSE | 0 | FALSE | 0 | FALSE | 0 | FALSE | 0 | FALSE | 0 | FALSE | 0 | FALSE | 0 | FALSE | 0 | FALSE | 0 | FALSE | 0 | FALSE | 0 | FALSE | 0 | FALSE | 0 | FALSE | 0 | FALSE | 0
50 |  | 0 | 1125 | FALSE | 0 | FALSE | 0 | FALSE | 0 | FALSE | 0 | FALSE | 0 | FALSE | 0 | FALSE | 0 | FALSE | 0 | FALSE | 0 | FALSE | 0 | FALSE | 0 | FALSE | 0 | FALSE | 0 | FALSE | 0 | FALSE | 0 | FALSE | 0 | FALSE | 0 | FALSE | 0 | FALSE | 0 | FALSE | 0 | FALSE | 0 | FALSE | 0 | FALSE | 0 | FALSE | 0 | FALSE | 0 | FALSE | 0 | FALSE | 0 | FALSE | 0 | FALSE | 0 | FALSE | 0 | TRUE | 900 | FALSE | 0 | FALSE | 0 | FALSE | 0 | FALSE | 0 | FALSE | 0 | FALSE | 0 | FALSE | 0 | FALSE | 0 | FALSE | 0 | FALSE | 0 | FALSE | 0 | FALSE | 0 | FALSE | 0 | FALSE | 0 | FALSE | 0 | FALSE | 0 | FALSE | 0 | FALSE | 0 | FALSE | 0 | FALSE | 0
50 |  | 0 | 1124 | FALSE | 0 | FALSE | 0 | FALSE | 0 | FALSE | 0 | FALSE | 0 | FALSE | 0 | FALSE | 0 | FALSE | 0 | FALSE | 0 | FALSE | 0 | FALSE | 0 | FALSE | 0 | FALSE | 0 | FALSE | 0 | FALSE | 0 | FALSE | 0 | FALSE | 0 | FALSE | 0 | FALSE | 0 | FALSE | 0 | FALSE | 0 | FALSE | 0 | FALSE | 0 | FALSE | 0 | FALSE | 0 | FALSE | 0 | FALSE | 0 | FALSE | 0 | FALSE | 0 | FALSE | 0 | TRUE | 900 | FALSE | 0 | FALSE | 0 | FALSE | 0 | FALSE | 0 | FALSE | 0 | FALSE | 0 | FALSE | 0 | FALSE | 0 | FALSE | 0 | FALSE | 0 | FALSE | 0 | FALSE | 0 | FALSE | 0 | FALSE | 0 | FALSE | 0 | FALSE | 0 | FALSE | 0 | FALSE | 0 | FALSE | 0 | FALSE | 0
50 |  | 0 | 1123 | FALSE | 0 | FALSE | 0 | FALSE | 0 | FALSE | 0 | FALSE | 0 | FALSE | 0 | FALSE | 0 | FALSE | 0 | FALSE | 0 | FALSE | 0 | FALSE | 0 | FALSE | 0 | FALSE | 0 | FALSE | 0 | FALSE | 0 | FALSE | 0 | FALSE | 0 | FALSE | 0 | FALSE | 0 | FALSE | 0 | FALSE | 0 | FALSE | 0 | FALSE | 0 | FALSE | 0 | FALSE | 0 | FALSE | 0 | FALSE | 0 | FALSE | 0 | FALSE | 0 | FALSE | 0 | TRUE | 900 | FALSE | 0 | FALSE | 0 | FALSE | 0 | FALSE | 0 | FALSE | 0 | FALSE | 0 | FALSE | 0 | FALSE | 0 | FALSE | 0 | FALSE | 0 | FALSE | 0 | FALSE | 0 | FALSE | 0 | FALSE | 0 | FALSE | 0 | FALSE | 0 | FALSE | 0 | FALSE | 0 | FALSE | 0 | FALSE | 0
50 |  | 0 | 1122 | FALSE | 0 | FALSE | 0 | FALSE | 0 | FALSE | 0 | FALSE | 0 | FALSE | 0 | FALSE | 0 | FALSE | 0 | FALSE | 0 | FALSE | 0 | FALSE | 0 | FALSE | 0 | FALSE | 0 | FALSE | 0 | FALSE | 0 | FALSE | 0 | FALSE | 0 | FALSE | 0 | FALSE | 0 | FALSE | 0 | FALSE | 0 | FALSE | 0 | FALSE | 0 | FALSE | 0 | FALSE | 0 | FALSE | 0 | FALSE | 0 | FALSE | 0 | FALSE | 0 | FALSE | 0 | TRUE | 900 | FALSE | 0 | FALSE | 0 | FALSE | 0 | FALSE | 0 | FALSE | 0 | FALSE | 0 | FALSE | 0 | FALSE | 0 | FALSE | 0 | FALSE | 0 | FALSE | 0 | FALSE | 0 | FALSE | 0 | FALSE | 0 | FALSE | 0 | FALSE | 0 | FALSE | 0 | FALSE | 0 | FALSE | 0 | FALSE | 0
50 |  | 0 | 1121 | FALSE | 0 | FALSE | 0 | FALSE | 0 | FALSE | 0 | FALSE | 0 | FALSE | 0 | FALSE | 0 | FALSE | 0 | FALSE | 0 | FALSE | 0 | FALSE | 0 | FALSE | 0 | FALSE | 0 | FALSE | 0 | FALSE | 0 | FALSE | 0 | FALSE | 0 | FALSE | 0 | FALSE | 0 | FALSE | 0 | FALSE | 0 | FALSE | 0 | FALSE | 0 | FALSE | 0 | FALSE | 0 | FALSE | 0 | FALSE | 0 | FALSE | 0 | FALSE | 0 | FALSE | 0 | TRUE | 900 | FALSE | 0 | FALSE | 0 | FALSE | 0 | FALSE | 0 | FALSE | 0 | FALSE | 0 | FALSE | 0 | FALSE | 0 | FALSE | 0 | FALSE | 0 | FALSE | 0 | FALSE | 0 | FALSE | 0 | FALSE | 0 | FALSE | 0 | FALSE | 0 | FALSE | 0 | FALSE | 0 | FALSE | 0 | FALSE | 0
50 |  | 0 | 1120 | FALSE | 0 | FALSE | 0 | FALSE | 0 | FALSE | 0 | FALSE | 0 | FALSE | 0 | FALSE | 0 | FALSE | 0 | FALSE | 0 | FALSE | 0 | FALSE | 0 | FALSE | 0 | FALSE | 0 | FALSE | 0 | FALSE | 0 | FALSE | 0 | FALSE | 0 | FALSE | 0 | FALSE | 0 | FALSE | 0 | FALSE | 0 | FALSE | 0 | FALSE | 0 | FALSE | 0 | FALSE | 0 | FALSE | 0 | FALSE | 0 | FALSE | 0 | FALSE | 0 | FALSE | 0 | TRUE | 900 | FALSE | 0 | FALSE | 0 | FALSE | 0 | FALSE | 0 | FALSE | 0 | FALSE | 0 | FALSE | 0 | FALSE | 0 | FALSE | 0 | FALSE | 0 | FALSE | 0 | FALSE | 0 | FALSE | 0 | FALSE | 0 | FALSE | 0 | FALSE | 0 | FALSE | 0 | FALSE | 0 | FALSE | 0 | FALSE | 0
50 |  | 0 | 1119 | FALSE | 0 | FALSE | 0 | FALSE | 0 | FALSE | 0 | FALSE | 0 | FALSE | 0 | FALSE | 0 | FALSE | 0 | FALSE | 0 | FALSE | 0 | FALSE | 0 | FALSE | 0 | FALSE | 0 | FALSE | 0 | FALSE | 0 | FALSE | 0 | FALSE | 0 | FALSE | 0 | FALSE | 0 | FALSE | 0 | FALSE | 0 | FALSE | 0 | FALSE | 0 | FALSE | 0 | FALSE | 0 | FALSE | 0 | FALSE | 0 | FALSE | 0 | FALSE | 0 | FALSE | 0 | TRUE | 900 | FALSE | 0 | FALSE | 0 | FALSE | 0 | FALSE | 0 | FALSE | 0 | FALSE | 0 | FALSE | 0 | FALSE | 0 | FALSE | 0 | FALSE | 0 | FALSE | 0 | FALSE | 0 | FALSE | 0 | FALSE | 0 | FALSE | 0 | FALSE | 0 | FALSE | 0 | FALSE | 0 | FALSE | 0 | FALSE | 0
50 |  | 0 | 1118 | FALSE | 0 | FALSE | 0 | FALSE | 0 | FALSE | 0 | FALSE | 0 | FALSE | 0 | FALSE | 0 | FALSE | 0 | FALSE | 0 | FALSE | 0 | FALSE | 0 | FALSE | 0 | FALSE | 0 | FALSE | 0 | FALSE | 0 | FALSE | 0 | FALSE | 0 | FALSE | 0 | FALSE | 0 | FALSE | 0 | FALSE | 0 | FALSE | 0 | FALSE | 0 | FALSE | 0 | FALSE | 0 | FALSE | 0 | FALSE | 0 | FALSE | 0 | FALSE | 0 | FALSE | 0 | TRUE | 900 | FALSE | 0 | FALSE | 0 | FALSE | 0 | FALSE | 0 | FALSE | 0 | FALSE | 0 | FALSE | 0 | FALSE | 0 | FALSE | 0 | FALSE | 0 | FALSE | 0 | FALSE | 0 | FALSE | 0 | FALSE | 0 | FALSE | 0 | FALSE | 0 | FALSE | 0 | FALSE | 0 | FALSE | 0 | FALSE | 0
50 |  | 0 | 1117 | FALSE | 0 | FALSE | 0 | FALSE | 0 | FALSE | 0 | FALSE | 0 | FALSE | 0 | FALSE | 0 | FALSE | 0 | FALSE | 0 | FALSE | 0 | FALSE | 0 | FALSE | 0 | FALSE | 0 | FALSE | 0 | FALSE | 0 | FALSE | 0 | FALSE | 0 | FALSE | 0 | FALSE | 0 | FALSE | 0 | FALSE | 0 | FALSE | 0 | FALSE | 0 | FALSE | 0 | FALSE | 0 | FALSE | 0 | FALSE | 0 | FALSE | 0 | FALSE | 0 | FALSE | 0 | TRUE | 900 | FALSE | 0 | FALSE | 0 | FALSE | 0 | FALSE | 0 | FALSE | 0 | FALSE | 0 | FALSE | 0 | FALSE | 0 | FALSE | 0 | FALSE | 0 | FALSE | 0 | FALSE | 0 | FALSE | 0 | FALSE | 0 | FALSE | 0 | FALSE | 0 | FALSE | 0 | FALSE | 0 | FALSE | 0 | FALSE | 0
50 |  | 0 | 1116 | FALSE | 0 | FALSE | 0 | FALSE | 0 | FALSE | 0 | FALSE | 0 | FALSE | 0 | FALSE | 0 | FALSE | 0 | FALSE | 0 | FALSE | 0 | FALSE | 0 | FALSE | 0 | FALSE | 0 | FALSE | 0 | FALSE | 0 | FALSE | 0 | FALSE | 0 | FALSE | 0 | FALSE | 0 | FALSE | 0 | FALSE | 0 | FALSE | 0 | FALSE | 0 | FALSE | 0 | FALSE | 0 | FALSE | 0 | FALSE | 0 | FALSE | 0 | FALSE | 0 | FALSE | 0 | TRUE | 900 | FALSE | 0 | FALSE | 0 | FALSE | 0 | FALSE | 0 | FALSE | 0 | FALSE | 0 | FALSE | 0 | FALSE | 0 | FALSE | 0 | FALSE | 0 | FALSE | 0 | FALSE | 0 | FALSE | 0 | FALSE | 0 | FALSE | 0 | FALSE | 0 | FALSE | 0 | FALSE | 0 | FALSE | 0 | FALSE | 0
50 |  | 0 | 1115 | FALSE | 0 | FALSE | 0 | FALSE | 0 | FALSE | 0 | FALSE | 0 | FALSE | 0 | FALSE | 0 | FALSE | 0 | FALSE | 0 | FALSE | 0 | FALSE | 0 | FALSE | 0 | FALSE | 0 | FALSE | 0 | FALSE | 0 | FALSE | 0 | FALSE | 0 | FALSE | 0 | FALSE | 0 | FALSE | 0 | FALSE | 0 | FALSE | 0 | FALSE | 0 | FALSE | 0 | FALSE | 0 | FALSE | 0 | FALSE | 0 | FALSE | 0 | FALSE | 0 | FALSE | 0 | TRUE | 900 | FALSE | 0 | FALSE | 0 | FALSE | 0 | FALSE | 0 | FALSE | 0 | FALSE | 0 | FALSE | 0 | FALSE | 0 | FALSE | 0 | FALSE | 0 | FALSE | 0 | FALSE | 0 | FALSE | 0 | FALSE | 0 | FALSE | 0 | FALSE | 0 | FALSE | 0 | FALSE | 0 | FALSE | 0 | FALSE | 0
50 |  | 0 | 1114 | FALSE | 0 | FALSE | 0 | FALSE | 0 | FALSE | 0 | FALSE | 0 | FALSE | 0 | FALSE | 0 | FALSE | 0 | FALSE | 0 | FALSE | 0 | FALSE | 0 | FALSE | 0 | FALSE | 0 | FALSE | 0 | FALSE | 0 | FALSE | 0 | FALSE | 0 | FALSE | 0 | FALSE | 0 | FALSE | 0 | FALSE | 0 | FALSE | 0 | FALSE | 0 | FALSE | 0 | FALSE | 0 | FALSE | 0 | FALSE | 0 | FALSE | 0 | FALSE | 0 | FALSE | 0 | TRUE | 900 | FALSE | 0 | FALSE | 0 | FALSE | 0 | FALSE | 0 | FALSE | 0 | FALSE | 0 | FALSE | 0 | FALSE | 0 | FALSE | 0 | FALSE | 0 | FALSE | 0 | FALSE | 0 | FALSE | 0 | FALSE | 0 | FALSE | 0 | FALSE | 0 | FALSE | 0 | FALSE | 0 | FALSE | 0 | FALSE | 0
50 |  | 0 | 1113 | FALSE | 0 | FALSE | 0 | FALSE | 0 | FALSE | 0 | FALSE | 0 | FALSE | 0 | FALSE | 0 | FALSE | 0 | FALSE | 0 | FALSE | 0 | FALSE | 0 | FALSE | 0 | FALSE | 0 | FALSE | 0 | FALSE | 0 | FALSE | 0 | FALSE | 0 | FALSE | 0 | FALSE | 0 | FALSE | 0 | FALSE | 0 | FALSE | 0 | FALSE | 0 | FALSE | 0 | FALSE | 0 | FALSE | 0 | FALSE | 0 | FALSE | 0 | FALSE | 0 | FALSE | 0 | TRUE | 900 | FALSE | 0 | FALSE | 0 | FALSE | 0 | FALSE | 0 | FALSE | 0 | FALSE | 0 | FALSE | 0 | FALSE | 0 | FALSE | 0 | FALSE | 0 | FALSE | 0 | FALSE | 0 | FALSE | 0 | FALSE | 0 | FALSE | 0 | FALSE | 0 | FALSE | 0 | FALSE | 0 | FALSE | 0 | FALSE | 0
50 |  | 0 | 1112 | FALSE | 0 | FALSE | 0 | FALSE | 0 | FALSE | 0 | FALSE | 0 | FALSE | 0 | FALSE | 0 | FALSE | 0 | FALSE | 0 | FALSE | 0 | FALSE | 0 | FALSE | 0 | FALSE | 0 | FALSE | 0 | FALSE | 0 | FALSE | 0 | FALSE | 0 | FALSE | 0 | FALSE | 0 | FALSE | 0 | FALSE | 0 | FALSE | 0 | FALSE | 0 | FALSE | 0 | FALSE | 0 | FALSE | 0 | FALSE | 0 | FALSE | 0 | FALSE | 0 | FALSE | 0 | TRUE | 900 | FALSE | 0 | FALSE | 0 | FALSE | 0 | FALSE | 0 | FALSE | 0 | FALSE | 0 | FALSE | 0 | FALSE | 0 | FALSE | 0 | FALSE | 0 | FALSE | 0 | FALSE | 0 | FALSE | 0 | FALSE | 0 | FALSE | 0 | FALSE | 0 | FALSE | 0 | FALSE | 0 | FALSE | 0 | FALSE | 0
50 |  | 0 | 1111 | FALSE | 0 | FALSE | 0 | FALSE | 0 | FALSE | 0 | FALSE | 0 | FALSE | 0 | FALSE | 0 | FALSE | 0 | FALSE | 0 | FALSE | 0 | FALSE | 0 | FALSE | 0 | FALSE | 0 | FALSE | 0 | FALSE | 0 | FALSE | 0 | FALSE | 0 | FALSE | 0 | FALSE | 0 | FALSE | 0 | FALSE | 0 | FALSE | 0 | FALSE | 0 | FALSE | 0 | FALSE | 0 | FALSE | 0 | FALSE | 0 | FALSE | 0 | FALSE | 0 | FALSE | 0 | TRUE | 900 | FALSE | 0 | FALSE | 0 | FALSE | 0 | FALSE | 0 | FALSE | 0 | FALSE | 0 | FALSE | 0 | FALSE | 0 | FALSE | 0 | FALSE | 0 | FALSE | 0 | FALSE | 0 | FALSE | 0 | FALSE | 0 | FALSE | 0 | FALSE | 0 | FALSE | 0 | FALSE | 0 | FALSE | 0 | FALSE | 0
50 |  | 0 | 1110 | FALSE | 0 | FALSE | 0 | FALSE | 0 | FALSE | 0 | FALSE | 0 | FALSE | 0 | FALSE | 0 | FALSE | 0 | FALSE | 0 | FALSE | 0 | FALSE | 0 | FALSE | 0 | FALSE | 0 | FALSE | 0 | FALSE | 0 | FALSE | 0 | FALSE | 0 | FALSE | 0 | FALSE | 0 | FALSE | 0 | FALSE | 0 | FALSE | 0 | FALSE | 0 | FALSE | 0 | FALSE | 0 | FALSE | 0 | FALSE | 0 | FALSE | 0 | FALSE | 0 | FALSE | 0 | TRUE | 900 | FALSE | 0 | FALSE | 0 | FALSE | 0 | FALSE | 0 | FALSE | 0 | FALSE | 0 | FALSE | 0 | FALSE | 0 | FALSE | 0 | FALSE | 0 | FALSE | 0 | FALSE | 0 | FALSE | 0 | FALSE | 0 | FALSE | 0 | FALSE | 0 | FALSE | 0 | FALSE | 0 | FALSE | 0 | FALSE | 0
50 |  | 0 | 1109 | FALSE | 0 | FALSE | 0 | FALSE | 0 | FALSE | 0 | FALSE | 0 | FALSE | 0 | FALSE | 0 | FALSE | 0 | FALSE | 0 | FALSE | 0 | FALSE | 0 | FALSE | 0 | FALSE | 0 | FALSE | 0 | FALSE | 0 | FALSE | 0 | FALSE | 0 | FALSE | 0 | FALSE | 0 | FALSE | 0 | FALSE | 0 | FALSE | 0 | FALSE | 0 | FALSE | 0 | FALSE | 0 | FALSE | 0 | FALSE | 0 | FALSE | 0 | FALSE | 0 | FALSE | 0 | TRUE | 900 | FALSE | 0 | FALSE | 0 | FALSE | 0 | FALSE | 0 | FALSE | 0 | FALSE | 0 | FALSE | 0 | FALSE | 0 | FALSE | 0 | FALSE | 0 | FALSE | 0 | FALSE | 0 | FALSE | 0 | FALSE | 0 | FALSE | 0 | FALSE | 0 | FALSE | 0 | FALSE | 0 | FALSE | 0 | FALSE | 0
50 |  | 0 | 1108 | FALSE | 0 | FALSE | 0 | FALSE | 0 | FALSE | 0 | FALSE | 0 | FALSE | 0 | FALSE | 0 | FALSE | 0 | FALSE | 0 | FALSE | 0 | FALSE | 0 | FALSE | 0 | FALSE | 0 | FALSE | 0 | FALSE | 0 | FALSE | 0 | FALSE | 0 | FALSE | 0 | FALSE | 0 | FALSE | 0 | FALSE | 0 | FALSE | 0 | FALSE | 0 | FALSE | 0 | FALSE | 0 | FALSE | 0 | FALSE | 0 | FALSE | 0 | FALSE | 0 | FALSE | 0 | TRUE | 900 | FALSE | 0 | FALSE | 0 | FALSE | 0 | FALSE | 0 | FALSE | 0 | FALSE | 0 | FALSE | 0 | FALSE | 0 | FALSE | 0 | FALSE | 0 | FALSE | 0 | FALSE | 0 | FALSE | 0 | FALSE | 0 | FALSE | 0 | FALSE | 0 | FALSE | 0 | FALSE | 0 | FALSE | 0 | FALSE | 0
50 |  | 0 | 1107 | FALSE | 0 | FALSE | 0 | FALSE | 0 | FALSE | 0 | FALSE | 0 | FALSE | 0 | FALSE | 0 | FALSE | 0 | FALSE | 0 | FALSE | 0 | FALSE | 0 | FALSE | 0 | FALSE | 0 | FALSE | 0 | FALSE | 0 | FALSE | 0 | FALSE | 0 | FALSE | 0 | FALSE | 0 | FALSE | 0 | FALSE | 0 | FALSE | 0 | FALSE | 0 | FALSE | 0 | FALSE | 0 | FALSE | 0 | FALSE | 0 | FALSE | 0 | FALSE | 0 | FALSE | 0 | TRUE | 900 | FALSE | 0 | FALSE | 0 | FALSE | 0 | FALSE | 0 | FALSE | 0 | FALSE | 0 | FALSE | 0 | FALSE | 0 | FALSE | 0 | FALSE | 0 | FALSE | 0 | FALSE | 0 | FALSE | 0 | FALSE | 0 | FALSE | 0 | FALSE | 0 | FALSE | 0 | FALSE | 0 | FALSE | 0 | FALSE | 0
50 |  | 0 | 1106 | FALSE | 0 | FALSE | 0 | FALSE | 0 | FALSE | 0 | FALSE | 0 | FALSE | 0 | FALSE | 0 | FALSE | 0 | FALSE | 0 | FALSE | 0 | FALSE | 0 | FALSE | 0 | FALSE | 0 | FALSE | 0 | FALSE | 0 | FALSE | 0 | FALSE | 0 | FALSE | 0 | FALSE | 0 | FALSE | 0 | FALSE | 0 | FALSE | 0 | FALSE | 0 | FALSE | 0 | FALSE | 0 | FALSE | 0 | FALSE | 0 | FALSE | 0 | FALSE | 0 | FALSE | 0 | TRUE | 900 | FALSE | 0 | FALSE | 0 | FALSE | 0 | FALSE | 0 | FALSE | 0 | FALSE | 0 | FALSE | 0 | FALSE | 0 | FALSE | 0 | FALSE | 0 | FALSE | 0 | FALSE | 0 | FALSE | 0 | FALSE | 0 | FALSE | 0 | FALSE | 0 | FALSE | 0 | FALSE | 0 | FALSE | 0 | FALSE | 0
50 |  | 0 | 1105 | FALSE | 0 | FALSE | 0 | FALSE | 0 | FALSE | 0 | FALSE | 0 | FALSE | 0 | FALSE | 0 | FALSE | 0 | FALSE | 0 | FALSE | 0 | FALSE | 0 | FALSE | 0 | FALSE | 0 | FALSE | 0 | FALSE | 0 | FALSE | 0 | FALSE | 0 | FALSE | 0 | FALSE | 0 | FALSE | 0 | FALSE | 0 | FALSE | 0 | FALSE | 0 | FALSE | 0 | FALSE | 0 | FALSE | 0 | FALSE | 0 | FALSE | 0 | FALSE | 0 | FALSE | 0 | TRUE | 900 | FALSE | 0 | FALSE | 0 | FALSE | 0 | FALSE | 0 | FALSE | 0 | FALSE | 0 | FALSE | 0 | FALSE | 0 | FALSE | 0 | FALSE | 0 | FALSE | 0 | FALSE | 0 | FALSE | 0 | FALSE | 0 | FALSE | 0 | FALSE | 0 | FALSE | 0 | FALSE | 0 | FALSE | 0 | FALSE | 0
50 |  | 0 | 1104 | FALSE | 0 | FALSE | 0 | FALSE | 0 | FALSE | 0 | FALSE | 0 | FALSE | 0 | FALSE | 0 | FALSE | 0 | FALSE | 0 | FALSE | 0 | FALSE | 0 | FALSE | 0 | FALSE | 0 | FALSE | 0 | FALSE | 0 | FALSE | 0 | FALSE | 0 | FALSE | 0 | FALSE | 0 | FALSE | 0 | FALSE | 0 | FALSE | 0 | FALSE | 0 | FALSE | 0 | FALSE | 0 | FALSE | 0 | FALSE | 0 | FALSE | 0 | FALSE | 0 | FALSE | 0 | TRUE | 900 | FALSE | 0 | FALSE | 0 | FALSE | 0 | FALSE | 0 | FALSE | 0 | FALSE | 0 | FALSE | 0 | FALSE | 0 | FALSE | 0 | FALSE | 0 | FALSE | 0 | FALSE | 0 | FALSE | 0 | FALSE | 0 | FALSE | 0 | FALSE | 0 | FALSE | 0 | FALSE | 0 | FALSE | 0 | FALSE | 0
50 |  | 0 | 1103 | FALSE | 0 | FALSE | 0 | FALSE | 0 | FALSE | 0 | FALSE | 0 | FALSE | 0 | FALSE | 0 | FALSE | 0 | FALSE | 0 | FALSE | 0 | FALSE | 0 | FALSE | 0 | FALSE | 0 | FALSE | 0 | FALSE | 0 | FALSE | 0 | FALSE | 0 | FALSE | 0 | FALSE | 0 | FALSE | 0 | FALSE | 0 | FALSE | 0 | FALSE | 0 | FALSE | 0 | FALSE | 0 | FALSE | 0 | FALSE | 0 | FALSE | 0 | FALSE | 0 | FALSE | 0 | TRUE | 900 | FALSE | 0 | FALSE | 0 | FALSE | 0 | FALSE | 0 | FALSE | 0 | FALSE | 0 | FALSE | 0 | FALSE | 0 | FALSE | 0 | FALSE | 0 | FALSE | 0 | FALSE | 0 | FALSE | 0 | FALSE | 0 | FALSE | 0 | FALSE | 0 | FALSE | 0 | FALSE | 0 | FALSE | 0 | FALSE | 0
50 |  | 0 | 1102 | FALSE | 0 | FALSE | 0 | FALSE | 0 | FALSE | 0 | FALSE | 0 | FALSE | 0 | FALSE | 0 | FALSE | 0 | FALSE | 0 | FALSE | 0 | FALSE | 0 | FALSE | 0 | FALSE | 0 | FALSE | 0 | FALSE | 0 | FALSE | 0 | FALSE | 0 | FALSE | 0 | FALSE | 0 | FALSE | 0 | FALSE | 0 | FALSE | 0 | FALSE | 0 | FALSE | 0 | FALSE | 0 | FALSE | 0 | FALSE | 0 | FALSE | 0 | FALSE | 0 | FALSE | 0 | TRUE | 900 | FALSE | 0 | FALSE | 0 | FALSE | 0 | FALSE | 0 | FALSE | 0 | FALSE | 0 | FALSE | 0 | FALSE | 0 | FALSE | 0 | FALSE | 0 | FALSE | 0 | FALSE | 0 | FALSE | 0 | FALSE | 0 | FALSE | 0 | FALSE | 0 | FALSE | 0 | FALSE | 0 | FALSE | 0 | FALSE | 0
50 |  | 0 | 1101 | FALSE | 0 | FALSE | 0 | FALSE | 0 | FALSE | 0 | FALSE | 0 | FALSE | 0 | FALSE | 0 | FALSE | 0 | FALSE | 0 | FALSE | 0 | FALSE | 0 | FALSE | 0 | FALSE | 0 | FALSE | 0 | FALSE | 0 | FALSE | 0 | FALSE | 0 | FALSE | 0 | FALSE | 0 | FALSE | 0 | FALSE | 0 | FALSE | 0 | FALSE | 0 | FALSE | 0 | FALSE | 0 | FALSE | 0 | FALSE | 0 | FALSE | 0 | FALSE | 0 | FALSE | 0 | TRUE | 900 | FALSE | 0 | FALSE | 0 | FALSE | 0 | FALSE | 0 | FALSE | 0 | FALSE | 0 | FALSE | 0 | FALSE | 0 | FALSE | 0 | FALSE | 0 | FALSE | 0 | FALSE | 0 | FALSE | 0 | FALSE | 0 | FALSE | 0 | FALSE | 0 | FALSE | 0 | FALSE | 0 | FALSE | 0 | FALSE | 0
50 |  | 0 | 1100 | FALSE | 0 | FALSE | 0 | FALSE | 0 | FALSE | 0 | FALSE | 0 | FALSE | 0 | FALSE | 0 | FALSE | 0 | FALSE | 0 | FALSE | 0 | FALSE | 0 | FALSE | 0 | FALSE | 0 | FALSE | 0 | FALSE | 0 | FALSE | 0 | FALSE | 0 | FALSE | 0 | FALSE | 0 | FALSE | 0 | FALSE | 0 | FALSE | 0 | FALSE | 0 | FALSE | 0 | FALSE | 0 | FALSE | 0 | FALSE | 0 | FALSE | 0 | FALSE | 0 | FALSE | 0 | TRUE | 900 | FALSE | 0 | FALSE | 0 | FALSE | 0 | FALSE | 0 | FALSE | 0 | FALSE | 0 | FALSE | 0 | FALSE | 0 | FALSE | 0 | FALSE | 0 | FALSE | 0 | FALSE | 0 | FALSE | 0 | FALSE | 0 | FALSE | 0 | FALSE | 0 | FALSE | 0 | FALSE | 0 | FALSE | 0 | FALSE | 0
50 |  | 0 | 1099 | FALSE | 0 | FALSE | 0 | FALSE | 0 | FALSE | 0 | FALSE | 0 | FALSE | 0 | FALSE | 0 | FALSE | 0 | FALSE | 0 | FALSE | 0 | FALSE | 0 | FALSE | 0 | FALSE | 0 | FALSE | 0 | FALSE | 0 | FALSE | 0 | FALSE | 0 | FALSE | 0 | FALSE | 0 | FALSE | 0 | FALSE | 0 | FALSE | 0 | FALSE | 0 | FALSE | 0 | FALSE | 0 | FALSE | 0 | FALSE | 0 | FALSE | 0 | FALSE | 0 | FALSE | 0 | TRUE | 900 | FALSE | 0 | FALSE | 0 | FALSE | 0 | FALSE | 0 | FALSE | 0 | FALSE | 0 | FALSE | 0 | FALSE | 0 | FALSE | 0 | FALSE | 0 | FALSE | 0 | FALSE | 0 | FALSE | 0 | FALSE | 0 | FALSE | 0 | FALSE | 0 | FALSE | 0 | FALSE | 0 | FALSE | 0 | FALSE | 0
50 |  | 0 | 1098 | FALSE | 0 | FALSE | 0 | FALSE | 0 | FALSE | 0 | FALSE | 0 | FALSE | 0 | FALSE | 0 | FALSE | 0 | FALSE | 0 | FALSE | 0 | FALSE | 0 | FALSE | 0 | FALSE | 0 | FALSE | 0 | FALSE | 0 | FALSE | 0 | FALSE | 0 | FALSE | 0 | FALSE | 0 | FALSE | 0 | FALSE | 0 | FALSE | 0 | FALSE | 0 | FALSE | 0 | FALSE | 0 | FALSE | 0 | FALSE | 0 | FALSE | 0 | FALSE | 0 | FALSE | 0 | TRUE | 900 | FALSE | 0 | FALSE | 0 | FALSE | 0 | FALSE | 0 | FALSE | 0 | FALSE | 0 | FALSE | 0 | FALSE | 0 | FALSE | 0 | FALSE | 0 | FALSE | 0 | FALSE | 0 | FALSE | 0 | FALSE | 0 | FALSE | 0 | FALSE | 0 | FALSE | 0 | FALSE | 0 | FALSE | 0 | FALSE | 0
50 |  | 0 | 1097 | FALSE | 0 | FALSE | 0 | FALSE | 0 | FALSE | 0 | FALSE | 0 | FALSE | 0 | FALSE | 0 | FALSE | 0 | FALSE | 0 | FALSE | 0 | FALSE | 0 | FALSE | 0 | FALSE | 0 | FALSE | 0 | FALSE | 0 | FALSE | 0 | FALSE | 0 | FALSE | 0 | FALSE | 0 | FALSE | 0 | FALSE | 0 | FALSE | 0 | FALSE | 0 | FALSE | 0 | FALSE | 0 | FALSE | 0 | FALSE | 0 | FALSE | 0 | FALSE | 0 | FALSE | 0 | TRUE | 900 | FALSE | 0 | FALSE | 0 | FALSE | 0 | FALSE | 0 | FALSE | 0 | FALSE | 0 | FALSE | 0 | FALSE | 0 | FALSE | 0 | FALSE | 0 | FALSE | 0 | FALSE | 0 | FALSE | 0 | FALSE | 0 | FALSE | 0 | FALSE | 0 | FALSE | 0 | FALSE | 0 | FALSE | 0 | FALSE | 0
50 |  | 0 | 1096 | FALSE | 0 | FALSE | 0 | FALSE | 0 | FALSE | 0 | FALSE | 0 | FALSE | 0 | FALSE | 0 | FALSE | 0 | FALSE | 0 | FALSE | 0 | FALSE | 0 | FALSE | 0 | FALSE | 0 | FALSE | 0 | FALSE | 0 | FALSE | 0 | FALSE | 0 | FALSE | 0 | FALSE | 0 | FALSE | 0 | FALSE | 0 | FALSE | 0 | FALSE | 0 | FALSE | 0 | FALSE | 0 | FALSE | 0 | FALSE | 0 | FALSE | 0 | FALSE | 0 | FALSE | 0 | TRUE | 900 | FALSE | 0 | FALSE | 0 | FALSE | 0 | FALSE | 0 | FALSE | 0 | FALSE | 0 | FALSE | 0 | FALSE | 0 | FALSE | 0 | FALSE | 0 | FALSE | 0 | FALSE | 0 | FALSE | 0 | FALSE | 0 | FALSE | 0 | FALSE | 0 | FALSE | 0 | FALSE | 0 | FALSE | 0 | FALSE | 0
50 |  | 0 | 1095 | FALSE | 0 | FALSE | 0 | FALSE | 0 | FALSE | 0 | FALSE | 0 | FALSE | 0 | FALSE | 0 | FALSE | 0 | FALSE | 0 | FALSE | 0 | FALSE | 0 | FALSE | 0 | FALSE | 0 | FALSE | 0 | FALSE | 0 | FALSE | 0 | FALSE | 0 | FALSE | 0 | FALSE | 0 | FALSE | 0 | FALSE | 0 | FALSE | 0 | FALSE | 0 | FALSE | 0 | FALSE | 0 | FALSE | 0 | FALSE | 0 | FALSE | 0 | FALSE | 0 | FALSE | 0 | TRUE | 900 | FALSE | 0 | FALSE | 0 | FALSE | 0 | FALSE | 0 | FALSE | 0 | FALSE | 0 | FALSE | 0 | FALSE | 0 | FALSE | 0 | FALSE | 0 | FALSE | 0 | FALSE | 0 | FALSE | 0 | FALSE | 0 | FALSE | 0 | FALSE | 0 | FALSE | 0 | FALSE | 0 | FALSE | 0 | FALSE | 0
50 |  | 0 | 1094 | FALSE | 0 | FALSE | 0 | FALSE | 0 | FALSE | 0 | FALSE | 0 | FALSE | 0 | FALSE | 0 | FALSE | 0 | FALSE | 0 | FALSE | 0 | FALSE | 0 | FALSE | 0 | FALSE | 0 | FALSE | 0 | FALSE | 0 | FALSE | 0 | FALSE | 0 | FALSE | 0 | FALSE | 0 | FALSE | 0 | FALSE | 0 | FALSE | 0 | FALSE | 0 | FALSE | 0 | FALSE | 0 | FALSE | 0 | FALSE | 0 | FALSE | 0 | FALSE | 0 | FALSE | 0 | TRUE | 900 | FALSE | 0 | FALSE | 0 | FALSE | 0 | FALSE | 0 | FALSE | 0 | FALSE | 0 | FALSE | 0 | FALSE | 0 | FALSE | 0 | FALSE | 0 | FALSE | 0 | FALSE | 0 | FALSE | 0 | FALSE | 0 | FALSE | 0 | FALSE | 0 | FALSE | 0 | FALSE | 0 | FALSE | 0 | FALSE | 0
50 |  | 0 | 1093 | FALSE | 0 | FALSE | 0 | FALSE | 0 | FALSE | 0 | FALSE | 0 | FALSE | 0 | FALSE | 0 | FALSE | 0 | FALSE | 0 | FALSE | 0 | FALSE | 0 | FALSE | 0 | FALSE | 0 | FALSE | 0 | FALSE | 0 | FALSE | 0 | FALSE | 0 | FALSE | 0 | FALSE | 0 | FALSE | 0 | FALSE | 0 | FALSE | 0 | FALSE | 0 | FALSE | 0 | FALSE | 0 | FALSE | 0 | FALSE | 0 | FALSE | 0 | FALSE | 0 | FALSE | 0 | TRUE | 900 | FALSE | 0 | FALSE | 0 | FALSE | 0 | FALSE | 0 | FALSE | 0 | FALSE | 0 | FALSE | 0 | FALSE | 0 | FALSE | 0 | FALSE | 0 | FALSE | 0 | FALSE | 0 | FALSE | 0 | FALSE | 0 | FALSE | 0 | FALSE | 0 | FALSE | 0 | FALSE | 0 | FALSE | 0 | FALSE | 0
50 |  | 0 | 1092 | FALSE | 0 | FALSE | 0 | FALSE | 0 | FALSE | 0 | FALSE | 0 | FALSE | 0 | FALSE | 0 | FALSE | 0 | FALSE | 0 | FALSE | 0 | FALSE | 0 | FALSE | 0 | FALSE | 0 | FALSE | 0 | FALSE | 0 | FALSE | 0 | FALSE | 0 | FALSE | 0 | FALSE | 0 | FALSE | 0 | FALSE | 0 | FALSE | 0 | FALSE | 0 | FALSE | 0 | FALSE | 0 | FALSE | 0 | FALSE | 0 | FALSE | 0 | FALSE | 0 | FALSE | 0 | TRUE | 900 | FALSE | 0 | FALSE | 0 | FALSE | 0 | FALSE | 0 | FALSE | 0 | FALSE | 0 | FALSE | 0 | FALSE | 0 | FALSE | 0 | FALSE | 0 | FALSE | 0 | FALSE | 0 | FALSE | 0 | FALSE | 0 | FALSE | 0 | FALSE | 0 | FALSE | 0 | FALSE | 0 | FALSE | 0 | FALSE | 0
50 |  | 0 | 1091 | FALSE | 0 | FALSE | 0 | FALSE | 0 | FALSE | 0 | FALSE | 0 | FALSE | 0 | FALSE | 0 | FALSE | 0 | FALSE | 0 | FALSE | 0 | FALSE | 0 | FALSE | 0 | FALSE | 0 | FALSE | 0 | FALSE | 0 | FALSE | 0 | FALSE | 0 | FALSE | 0 | FALSE | 0 | FALSE | 0 | FALSE | 0 | FALSE | 0 | FALSE | 0 | FALSE | 0 | FALSE | 0 | FALSE | 0 | FALSE | 0 | FALSE | 0 | FALSE | 0 | FALSE | 0 | TRUE | 900 | FALSE | 0 | FALSE | 0 | FALSE | 0 | FALSE | 0 | FALSE | 0 | FALSE | 0 | FALSE | 0 | FALSE | 0 | FALSE | 0 | FALSE | 0 | FALSE | 0 | FALSE | 0 | FALSE | 0 | FALSE | 0 | FALSE | 0 | FALSE | 0 | FALSE | 0 | FALSE | 0 | FALSE | 0 | FALSE | 0
50 |  | 0 | 1090 | FALSE | 0 | FALSE | 0 | FALSE | 0 | FALSE | 0 | FALSE | 0 | FALSE | 0 | FALSE | 0 | FALSE | 0 | FALSE | 0 | FALSE | 0 | FALSE | 0 | FALSE | 0 | FALSE | 0 | FALSE | 0 | FALSE | 0 | FALSE | 0 | FALSE | 0 | FALSE | 0 | FALSE | 0 | FALSE | 0 | FALSE | 0 | FALSE | 0 | FALSE | 0 | FALSE | 0 | FALSE | 0 | FALSE | 0 | FALSE | 0 | FALSE | 0 | FALSE | 0 | FALSE | 0 | TRUE | 900 | FALSE | 0 | FALSE | 0 | FALSE | 0 | FALSE | 0 | FALSE | 0 | FALSE | 0 | FALSE | 0 | FALSE | 0 | FALSE | 0 | FALSE | 0 | FALSE | 0 | FALSE | 0 | FALSE | 0 | FALSE | 0 | FALSE | 0 | FALSE | 0 | FALSE | 0 | FALSE | 0 | FALSE | 0 | FALSE | 0
50 |  | 0 | 1089 | FALSE | 0 | FALSE | 0 | FALSE | 0 | FALSE | 0 | FALSE | 0 | FALSE | 0 | FALSE | 0 | FALSE | 0 | FALSE | 0 | FALSE | 0 | FALSE | 0 | FALSE | 0 | FALSE | 0 | FALSE | 0 | FALSE | 0 | FALSE | 0 | FALSE | 0 | FALSE | 0 | FALSE | 0 | FALSE | 0 | FALSE | 0 | FALSE | 0 | FALSE | 0 | FALSE | 0 | FALSE | 0 | FALSE | 0 | FALSE | 0 | FALSE | 0 | FALSE | 0 | FALSE | 0 | TRUE | 900 | FALSE | 0 | FALSE | 0 | FALSE | 0 | FALSE | 0 | FALSE | 0 | FALSE | 0 | FALSE | 0 | FALSE | 0 | FALSE | 0 | FALSE | 0 | FALSE | 0 | FALSE | 0 | FALSE | 0 | FALSE | 0 | FALSE | 0 | FALSE | 0 | FALSE | 0 | FALSE | 0 | FALSE | 0 | FALSE | 0
50 |  | 0 | 1088 | FALSE | 0 | FALSE | 0 | FALSE | 0 | FALSE | 0 | FALSE | 0 | FALSE | 0 | FALSE | 0 | FALSE | 0 | FALSE | 0 | FALSE | 0 | FALSE | 0 | FALSE | 0 | FALSE | 0 | FALSE | 0 | FALSE | 0 | FALSE | 0 | FALSE | 0 | FALSE | 0 | FALSE | 0 | FALSE | 0 | FALSE | 0 | FALSE | 0 | FALSE | 0 | FALSE | 0 | FALSE | 0 | FALSE | 0 | FALSE | 0 | FALSE | 0 | FALSE | 0 | FALSE | 0 | TRUE | 900 | FALSE | 0 | FALSE | 0 | FALSE | 0 | FALSE | 0 | FALSE | 0 | FALSE | 0 | FALSE | 0 | FALSE | 0 | FALSE | 0 | FALSE | 0 | FALSE | 0 | FALSE | 0 | FALSE | 0 | FALSE | 0 | FALSE | 0 | FALSE | 0 | FALSE | 0 | FALSE | 0 | FALSE | 0 | FALSE | 0
50 |  | 0 | 1087 | FALSE | 0 | FALSE | 0 | FALSE | 0 | FALSE | 0 | FALSE | 0 | FALSE | 0 | FALSE | 0 | FALSE | 0 | FALSE | 0 | FALSE | 0 | FALSE | 0 | FALSE | 0 | FALSE | 0 | FALSE | 0 | FALSE | 0 | FALSE | 0 | FALSE | 0 | FALSE | 0 | FALSE | 0 | FALSE | 0 | FALSE | 0 | FALSE | 0 | FALSE | 0 | FALSE | 0 | FALSE | 0 | FALSE | 0 | FALSE | 0 | FALSE | 0 | FALSE | 0 | FALSE | 0 | TRUE | 900 | FALSE | 0 | FALSE | 0 | FALSE | 0 | FALSE | 0 | FALSE | 0 | FALSE | 0 | FALSE | 0 | FALSE | 0 | FALSE | 0 | FALSE | 0 | FALSE | 0 | FALSE | 0 | FALSE | 0 | FALSE | 0 | FALSE | 0 | FALSE | 0 | FALSE | 0 | FALSE | 0 | FALSE | 0 | FALSE | 0
50 |  | 0 | 1086 | FALSE | 0 | FALSE | 0 | FALSE | 0 | FALSE | 0 | FALSE | 0 | FALSE | 0 | FALSE | 0 | FALSE | 0 | FALSE | 0 | FALSE | 0 | FALSE | 0 | FALSE | 0 | FALSE | 0 | FALSE | 0 | FALSE | 0 | FALSE | 0 | FALSE | 0 | FALSE | 0 | FALSE | 0 | FALSE | 0 | FALSE | 0 | FALSE | 0 | FALSE | 0 | FALSE | 0 | FALSE | 0 | FALSE | 0 | FALSE | 0 | FALSE | 0 | FALSE | 0 | FALSE | 0 | TRUE | 900 | FALSE | 0 | FALSE | 0 | FALSE | 0 | FALSE | 0 | FALSE | 0 | FALSE | 0 | FALSE | 0 | FALSE | 0 | FALSE | 0 | FALSE | 0 | FALSE | 0 | FALSE | 0 | FALSE | 0 | FALSE | 0 | FALSE | 0 | FALSE | 0 | FALSE | 0 | FALSE | 0 | FALSE | 0 | FALSE | 0
50 |  | 0 | 1085 | FALSE | 0 | FALSE | 0 | FALSE | 0 | FALSE | 0 | FALSE | 0 | FALSE | 0 | FALSE | 0 | FALSE | 0 | FALSE | 0 | FALSE | 0 | FALSE | 0 | FALSE | 0 | FALSE | 0 | FALSE | 0 | FALSE | 0 | FALSE | 0 | FALSE | 0 | FALSE | 0 | FALSE | 0 | FALSE | 0 | FALSE | 0 | FALSE | 0 | FALSE | 0 | FALSE | 0 | FALSE | 0 | FALSE | 0 | FALSE | 0 | FALSE | 0 | FALSE | 0 | FALSE | 0 | TRUE | 900 | FALSE | 0 | FALSE | 0 | FALSE | 0 | FALSE | 0 | FALSE | 0 | FALSE | 0 | FALSE | 0 | FALSE | 0 | FALSE | 0 | FALSE | 0 | FALSE | 0 | FALSE | 0 | FALSE | 0 | FALSE | 0 | FALSE | 0 | FALSE | 0 | FALSE | 0 | FALSE | 0 | FALSE | 0 | FALSE | 0
50 |  | 0 | 1084 | FALSE | 0 | FALSE | 0 | FALSE | 0 | FALSE | 0 | FALSE | 0 | FALSE | 0 | FALSE | 0 | FALSE | 0 | FALSE | 0 | FALSE | 0 | FALSE | 0 | FALSE | 0 | FALSE | 0 | FALSE | 0 | FALSE | 0 | FALSE | 0 | FALSE | 0 | FALSE | 0 | FALSE | 0 | FALSE | 0 | FALSE | 0 | FALSE | 0 | FALSE | 0 | FALSE | 0 | FALSE | 0 | FALSE | 0 | FALSE | 0 | FALSE | 0 | FALSE | 0 | FALSE | 0 | TRUE | 900 | FALSE | 0 | FALSE | 0 | FALSE | 0 | FALSE | 0 | FALSE | 0 | FALSE | 0 | FALSE | 0 | FALSE | 0 | FALSE | 0 | FALSE | 0 | FALSE | 0 | FALSE | 0 | FALSE | 0 | FALSE | 0 | FALSE | 0 | FALSE | 0 | FALSE | 0 | FALSE | 0 | FALSE | 0 | FALSE | 0
50 |  | 0 | 1083 | FALSE | 0 | FALSE | 0 | FALSE | 0 | FALSE | 0 | FALSE | 0 | FALSE | 0 | FALSE | 0 | FALSE | 0 | FALSE | 0 | FALSE | 0 | FALSE | 0 | FALSE | 0 | FALSE | 0 | FALSE | 0 | FALSE | 0 | FALSE | 0 | FALSE | 0 | FALSE | 0 | FALSE | 0 | FALSE | 0 | FALSE | 0 | FALSE | 0 | FALSE | 0 | FALSE | 0 | FALSE | 0 | FALSE | 0 | FALSE | 0 | FALSE | 0 | FALSE | 0 | FALSE | 0 | TRUE | 900 | FALSE | 0 | FALSE | 0 | FALSE | 0 | FALSE | 0 | FALSE | 0 | FALSE | 0 | FALSE | 0 | FALSE | 0 | FALSE | 0 | FALSE | 0 | FALSE | 0 | FALSE | 0 | FALSE | 0 | FALSE | 0 | FALSE | 0 | FALSE | 0 | FALSE | 0 | FALSE | 0 | FALSE | 0 | FALSE | 0
50 |  | 0 | 1082 | FALSE | 0 | FALSE | 0 | FALSE | 0 | FALSE | 0 | FALSE | 0 | FALSE | 0 | FALSE | 0 | FALSE | 0 | FALSE | 0 | FALSE | 0 | FALSE | 0 | FALSE | 0 | FALSE | 0 | FALSE | 0 | FALSE | 0 | FALSE | 0 | FALSE | 0 | FALSE | 0 | FALSE | 0 | FALSE | 0 | FALSE | 0 | FALSE | 0 | FALSE | 0 | FALSE | 0 | FALSE | 0 | FALSE | 0 | FALSE | 0 | FALSE | 0 | FALSE | 0 | FALSE | 0 | TRUE | 900 | FALSE | 0 | FALSE | 0 | FALSE | 0 | FALSE | 0 | FALSE | 0 | FALSE | 0 | FALSE | 0 | FALSE | 0 | FALSE | 0 | FALSE | 0 | FALSE | 0 | FALSE | 0 | FALSE | 0 | FALSE | 0 | FALSE | 0 | FALSE | 0 | FALSE | 0 | FALSE | 0 | FALSE | 0 | FALSE | 0
50 |  | 0 | 1081 | FALSE | 0 | FALSE | 0 | FALSE | 0 | FALSE | 0 | FALSE | 0 | FALSE | 0 | FALSE | 0 | FALSE | 0 | FALSE | 0 | FALSE | 0 | FALSE | 0 | FALSE | 0 | FALSE | 0 | FALSE | 0 | FALSE | 0 | FALSE | 0 | FALSE | 0 | FALSE | 0 | FALSE | 0 | FALSE | 0 | FALSE | 0 | FALSE | 0 | FALSE | 0 | FALSE | 0 | FALSE | 0 | FALSE | 0 | FALSE | 0 | FALSE | 0 | FALSE | 0 | FALSE | 0 | TRUE | 900 | FALSE | 0 | FALSE | 0 | FALSE | 0 | FALSE | 0 | FALSE | 0 | FALSE | 0 | FALSE | 0 | FALSE | 0 | FALSE | 0 | FALSE | 0 | FALSE | 0 | FALSE | 0 | FALSE | 0 | FALSE | 0 | FALSE | 0 | FALSE | 0 | FALSE | 0 | FALSE | 0 | FALSE | 0 | FALSE | 0
50 |  | 0 | 1080 | FALSE | 0 | FALSE | 0 | FALSE | 0 | FALSE | 0 | FALSE | 0 | FALSE | 0 | FALSE | 0 | FALSE | 0 | FALSE | 0 | FALSE | 0 | FALSE | 0 | FALSE | 0 | FALSE | 0 | FALSE | 0 | FALSE | 0 | FALSE | 0 | FALSE | 0 | FALSE | 0 | FALSE | 0 | FALSE | 0 | FALSE | 0 | FALSE | 0 | FALSE | 0 | FALSE | 0 | FALSE | 0 | FALSE | 0 | FALSE | 0 | FALSE | 0 | FALSE | 0 | FALSE | 0 | TRUE | 900 | FALSE | 0 | FALSE | 0 | FALSE | 0 | FALSE | 0 | FALSE | 0 | FALSE | 0 | FALSE | 0 | FALSE | 0 | FALSE | 0 | FALSE | 0 | FALSE | 0 | FALSE | 0 | FALSE | 0 | FALSE | 0 | FALSE | 0 | FALSE | 0 | FALSE | 0 | FALSE | 0 | FALSE | 0 | FALSE | 0
50 |  | 0 | 1079 | FALSE | 0 | FALSE | 0 | FALSE | 0 | FALSE | 0 | FALSE | 0 | FALSE | 0 | FALSE | 0 | FALSE | 0 | FALSE | 0 | FALSE | 0 | FALSE | 0 | FALSE | 0 | FALSE | 0 | FALSE | 0 | FALSE | 0 | FALSE | 0 | FALSE | 0 | FALSE | 0 | FALSE | 0 | FALSE | 0 | FALSE | 0 | FALSE | 0 | FALSE | 0 | FALSE | 0 | FALSE | 0 | FALSE | 0 | FALSE | 0 | FALSE | 0 | FALSE | 0 | FALSE | 0 | TRUE | 900 | FALSE | 0 | FALSE | 0 | FALSE | 0 | FALSE | 0 | FALSE | 0 | FALSE | 0 | FALSE | 0 | FALSE | 0 | FALSE | 0 | FALSE | 0 | FALSE | 0 | FALSE | 0 | FALSE | 0 | FALSE | 0 | FALSE | 0 | FALSE | 0 | FALSE | 0 | FALSE | 0 | FALSE | 0 | FALSE | 0
50 |  | 0 | 1078 | FALSE | 0 | FALSE | 0 | FALSE | 0 | FALSE | 0 | FALSE | 0 | FALSE | 0 | FALSE | 0 | FALSE | 0 | FALSE | 0 | FALSE | 0 | FALSE | 0 | FALSE | 0 | FALSE | 0 | FALSE | 0 | FALSE | 0 | FALSE | 0 | FALSE | 0 | FALSE | 0 | FALSE | 0 | FALSE | 0 | FALSE | 0 | FALSE | 0 | FALSE | 0 | FALSE | 0 | FALSE | 0 | FALSE | 0 | FALSE | 0 | FALSE | 0 | FALSE | 0 | FALSE | 0 | TRUE | 900 | FALSE | 0 | FALSE | 0 | FALSE | 0 | FALSE | 0 | FALSE | 0 | FALSE | 0 | FALSE | 0 | FALSE | 0 | FALSE | 0 | FALSE | 0 | FALSE | 0 | FALSE | 0 | FALSE | 0 | FALSE | 0 | FALSE | 0 | FALSE | 0 | FALSE | 0 | FALSE | 0 | FALSE | 0 | FALSE | 0
50 |  | 0 | 1077 | FALSE | 0 | FALSE | 0 | FALSE | 0 | FALSE | 0 | FALSE | 0 | FALSE | 0 | FALSE | 0 | FALSE | 0 | FALSE | 0 | FALSE | 0 | FALSE | 0 | FALSE | 0 | FALSE | 0 | FALSE | 0 | FALSE | 0 | FALSE | 0 | FALSE | 0 | FALSE | 0 | FALSE | 0 | FALSE | 0 | FALSE | 0 | FALSE | 0 | FALSE | 0 | FALSE | 0 | FALSE | 0 | FALSE | 0 | FALSE | 0 | FALSE | 0 | FALSE | 0 | FALSE | 0 | TRUE | 900 | FALSE | 0 | FALSE | 0 | FALSE | 0 | FALSE | 0 | FALSE | 0 | FALSE | 0 | FALSE | 0 | FALSE | 0 | FALSE | 0 | FALSE | 0 | FALSE | 0 | FALSE | 0 | FALSE | 0 | FALSE | 0 | FALSE | 0 | FALSE | 0 | FALSE | 0 | FALSE | 0 | FALSE | 0 | FALSE | 0
50 |  | 0 | 1076 | FALSE | 0 | FALSE | 0 | FALSE | 0 | FALSE | 0 | FALSE | 0 | FALSE | 0 | FALSE | 0 | FALSE | 0 | FALSE | 0 | FALSE | 0 | FALSE | 0 | FALSE | 0 | FALSE | 0 | FALSE | 0 | FALSE | 0 | FALSE | 0 | FALSE | 0 | FALSE | 0 | FALSE | 0 | FALSE | 0 | FALSE | 0 | FALSE | 0 | FALSE | 0 | FALSE | 0 | FALSE | 0 | FALSE | 0 | FALSE | 0 | FALSE | 0 | FALSE | 0 | FALSE | 0 | TRUE | 900 | FALSE | 0 | FALSE | 0 | FALSE | 0 | FALSE | 0 | FALSE | 0 | FALSE | 0 | FALSE | 0 | FALSE | 0 | FALSE | 0 | FALSE | 0 | FALSE | 0 | FALSE | 0 | FALSE | 0 | FALSE | 0 | FALSE | 0 | FALSE | 0 | FALSE | 0 | FALSE | 0 | FALSE | 0 | FALSE | 0
50 |  | 0 | 1075 | FALSE | 0 | FALSE | 0 | FALSE | 0 | FALSE | 0 | FALSE | 0 | FALSE | 0 | FALSE | 0 | FALSE | 0 | FALSE | 0 | FALSE | 0 | FALSE | 0 | FALSE | 0 | FALSE | 0 | FALSE | 0 | FALSE | 0 | FALSE | 0 | FALSE | 0 | FALSE | 0 | FALSE | 0 | FALSE | 0 | FALSE | 0 | FALSE | 0 | FALSE | 0 | FALSE | 0 | FALSE | 0 | FALSE | 0 | FALSE | 0 | FALSE | 0 | FALSE | 0 | FALSE | 0 | TRUE | 900 | FALSE | 0 | FALSE | 0 | FALSE | 0 | FALSE | 0 | FALSE | 0 | FALSE | 0 | FALSE | 0 | FALSE | 0 | FALSE | 0 | FALSE | 0 | FALSE | 0 | FALSE | 0 | FALSE | 0 | FALSE | 0 | FALSE | 0 | FALSE | 0 | FALSE | 0 | FALSE | 0 | FALSE | 0 | FALSE | 0
50 |  | 0 | 1074 | FALSE | 0 | FALSE | 0 | FALSE | 0 | FALSE | 0 | FALSE | 0 | FALSE | 0 | FALSE | 0 | FALSE | 0 | FALSE | 0 | FALSE | 0 | FALSE | 0 | FALSE | 0 | FALSE | 0 | FALSE | 0 | FALSE | 0 | FALSE | 0 | FALSE | 0 | FALSE | 0 | FALSE | 0 | FALSE | 0 | FALSE | 0 | FALSE | 0 | FALSE | 0 | FALSE | 0 | FALSE | 0 | FALSE | 0 | FALSE | 0 | FALSE | 0 | FALSE | 0 | FALSE | 0 | TRUE | 900 | FALSE | 0 | FALSE | 0 | FALSE | 0 | FALSE | 0 | FALSE | 0 | FALSE | 0 | FALSE | 0 | FALSE | 0 | FALSE | 0 | FALSE | 0 | FALSE | 0 | FALSE | 0 | FALSE | 0 | FALSE | 0 | FALSE | 0 | FALSE | 0 | FALSE | 0 | FALSE | 0 | FALSE | 0 | FALSE | 0
50 |  | 0 | 1073 | FALSE | 0 | FALSE | 0 | FALSE | 0 | FALSE | 0 | FALSE | 0 | FALSE | 0 | FALSE | 0 | FALSE | 0 | FALSE | 0 | FALSE | 0 | FALSE | 0 | FALSE | 0 | FALSE | 0 | FALSE | 0 | FALSE | 0 | FALSE | 0 | FALSE | 0 | FALSE | 0 | FALSE | 0 | FALSE | 0 | FALSE | 0 | FALSE | 0 | FALSE | 0 | FALSE | 0 | FALSE | 0 | FALSE | 0 | FALSE | 0 | FALSE | 0 | FALSE | 0 | FALSE | 0 | TRUE | 900 | FALSE | 0 | FALSE | 0 | FALSE | 0 | FALSE | 0 | FALSE | 0 | FALSE | 0 | FALSE | 0 | FALSE | 0 | FALSE | 0 | FALSE | 0 | FALSE | 0 | FALSE | 0 | FALSE | 0 | FALSE | 0 | FALSE | 0 | FALSE | 0 | FALSE | 0 | FALSE | 0 | FALSE | 0 | FALSE | 0
50 |  | 0 | 1072 | FALSE | 0 | FALSE | 0 | FALSE | 0 | FALSE | 0 | FALSE | 0 | FALSE | 0 | FALSE | 0 | FALSE | 0 | FALSE | 0 | FALSE | 0 | FALSE | 0 | FALSE | 0 | FALSE | 0 | FALSE | 0 | FALSE | 0 | FALSE | 0 | FALSE | 0 | FALSE | 0 | FALSE | 0 | FALSE | 0 | FALSE | 0 | FALSE | 0 | FALSE | 0 | FALSE | 0 | FALSE | 0 | FALSE | 0 | FALSE | 0 | FALSE | 0 | FALSE | 0 | FALSE | 0 | TRUE | 900 | FALSE | 0 | FALSE | 0 | FALSE | 0 | FALSE | 0 | FALSE | 0 | FALSE | 0 | FALSE | 0 | FALSE | 0 | FALSE | 0 | FALSE | 0 | FALSE | 0 | FALSE | 0 | FALSE | 0 | FALSE | 0 | FALSE | 0 | FALSE | 0 | FALSE | 0 | FALSE | 0 | FALSE | 0 | FALSE | 0
50 |  | 0 | 1071 | FALSE | 0 | FALSE | 0 | FALSE | 0 | FALSE | 0 | FALSE | 0 | FALSE | 0 | FALSE | 0 | FALSE | 0 | FALSE | 0 | FALSE | 0 | FALSE | 0 | FALSE | 0 | FALSE | 0 | FALSE | 0 | FALSE | 0 | FALSE | 0 | FALSE | 0 | FALSE | 0 | FALSE | 0 | FALSE | 0 | FALSE | 0 | FALSE | 0 | FALSE | 0 | FALSE | 0 | FALSE | 0 | FALSE | 0 | FALSE | 0 | FALSE | 0 | FALSE | 0 | FALSE | 0 | TRUE | 900 | FALSE | 0 | FALSE | 0 | FALSE | 0 | FALSE | 0 | FALSE | 0 | FALSE | 0 | FALSE | 0 | FALSE | 0 | FALSE | 0 | FALSE | 0 | FALSE | 0 | FALSE | 0 | FALSE | 0 | FALSE | 0 | FALSE | 0 | FALSE | 0 | FALSE | 0 | FALSE | 0 | FALSE | 0 | FALSE | 0
50 |  | 0 | 1070 | FALSE | 0 | FALSE | 0 | FALSE | 0 | FALSE | 0 | FALSE | 0 | FALSE | 0 | FALSE | 0 | FALSE | 0 | FALSE | 0 | FALSE | 0 | FALSE | 0 | FALSE | 0 | FALSE | 0 | FALSE | 0 | FALSE | 0 | FALSE | 0 | FALSE | 0 | FALSE | 0 | FALSE | 0 | FALSE | 0 | FALSE | 0 | FALSE | 0 | FALSE | 0 | FALSE | 0 | FALSE | 0 | FALSE | 0 | FALSE | 0 | FALSE | 0 | FALSE | 0 | FALSE | 0 | TRUE | 900 | FALSE | 0 | FALSE | 0 | FALSE | 0 | FALSE | 0 | FALSE | 0 | FALSE | 0 | FALSE | 0 | FALSE | 0 | FALSE | 0 | FALSE | 0 | FALSE | 0 | FALSE | 0 | FALSE | 0 | FALSE | 0 | FALSE | 0 | FALSE | 0 | FALSE | 0 | FALSE | 0 | FALSE | 0 | FALSE | 0
50 |  | 0 | 1069 | FALSE | 0 | FALSE | 0 | FALSE | 0 | FALSE | 0 | FALSE | 0 | FALSE | 0 | FALSE | 0 | FALSE | 0 | FALSE | 0 | FALSE | 0 | FALSE | 0 | FALSE | 0 | FALSE | 0 | FALSE | 0 | FALSE | 0 | FALSE | 0 | FALSE | 0 | FALSE | 0 | FALSE | 0 | FALSE | 0 | FALSE | 0 | FALSE | 0 | FALSE | 0 | FALSE | 0 | FALSE | 0 | FALSE | 0 | FALSE | 0 | FALSE | 0 | FALSE | 0 | FALSE | 0 | TRUE | 900 | FALSE | 0 | FALSE | 0 | FALSE | 0 | FALSE | 0 | FALSE | 0 | FALSE | 0 | FALSE | 0 | FALSE | 0 | FALSE | 0 | FALSE | 0 | FALSE | 0 | FALSE | 0 | FALSE | 0 | FALSE | 0 | FALSE | 0 | FALSE | 0 | FALSE | 0 | FALSE | 0 | FALSE | 0 | FALSE | 0
50 |  | 0 | 1068 | FALSE | 0 | FALSE | 0 | FALSE | 0 | FALSE | 0 | FALSE | 0 | FALSE | 0 | FALSE | 0 | FALSE | 0 | FALSE | 0 | FALSE | 0 | FALSE | 0 | FALSE | 0 | FALSE | 0 | FALSE | 0 | FALSE | 0 | FALSE | 0 | FALSE | 0 | FALSE | 0 | FALSE | 0 | FALSE | 0 | FALSE | 0 | FALSE | 0 | FALSE | 0 | FALSE | 0 | FALSE | 0 | FALSE | 0 | FALSE | 0 | FALSE | 0 | FALSE | 0 | FALSE | 0 | TRUE | 900 | FALSE | 0 | FALSE | 0 | FALSE | 0 | FALSE | 0 | FALSE | 0 | FALSE | 0 | FALSE | 0 | FALSE | 0 | FALSE | 0 | FALSE | 0 | FALSE | 0 | FALSE | 0 | FALSE | 0 | FALSE | 0 | FALSE | 0 | FALSE | 0 | FALSE | 0 | FALSE | 0 | FALSE | 0 | FALSE | 0
50 |  | 0 | 1067 | FALSE | 0 | FALSE | 0 | FALSE | 0 | FALSE | 0 | FALSE | 0 | FALSE | 0 | FALSE | 0 | FALSE | 0 | FALSE | 0 | FALSE | 0 | FALSE | 0 | FALSE | 0 | FALSE | 0 | FALSE | 0 | FALSE | 0 | FALSE | 0 | FALSE | 0 | FALSE | 0 | FALSE | 0 | FALSE | 0 | FALSE | 0 | FALSE | 0 | FALSE | 0 | FALSE | 0 | FALSE | 0 | FALSE | 0 | FALSE | 0 | FALSE | 0 | FALSE | 0 | FALSE | 0 | TRUE | 900 | FALSE | 0 | FALSE | 0 | FALSE | 0 | FALSE | 0 | FALSE | 0 | FALSE | 0 | FALSE | 0 | FALSE | 0 | FALSE | 0 | FALSE | 0 | FALSE | 0 | FALSE | 0 | FALSE | 0 | FALSE | 0 | FALSE | 0 | FALSE | 0 | FALSE | 0 | FALSE | 0 | FALSE | 0 | FALSE | 0
50 |  | 0 | 1066 | FALSE | 0 | FALSE | 0 | FALSE | 0 | FALSE | 0 | FALSE | 0 | FALSE | 0 | FALSE | 0 | FALSE | 0 | FALSE | 0 | FALSE | 0 | FALSE | 0 | FALSE | 0 | FALSE | 0 | FALSE | 0 | FALSE | 0 | FALSE | 0 | FALSE | 0 | FALSE | 0 | FALSE | 0 | FALSE | 0 | FALSE | 0 | FALSE | 0 | FALSE | 0 | FALSE | 0 | FALSE | 0 | FALSE | 0 | FALSE | 0 | FALSE | 0 | FALSE | 0 | FALSE | 0 | TRUE | 900 | FALSE | 0 | FALSE | 0 | FALSE | 0 | FALSE | 0 | FALSE | 0 | FALSE | 0 | FALSE | 0 | FALSE | 0 | FALSE | 0 | FALSE | 0 | FALSE | 0 | FALSE | 0 | FALSE | 0 | FALSE | 0 | FALSE | 0 | FALSE | 0 | FALSE | 0 | FALSE | 0 | FALSE | 0 | FALSE | 0
50 |  | 0 | 1065 | FALSE | 0 | FALSE | 0 | FALSE | 0 | FALSE | 0 | FALSE | 0 | FALSE | 0 | FALSE | 0 | FALSE | 0 | FALSE | 0 | FALSE | 0 | FALSE | 0 | FALSE | 0 | FALSE | 0 | FALSE | 0 | FALSE | 0 | FALSE | 0 | FALSE | 0 | FALSE | 0 | FALSE | 0 | FALSE | 0 | FALSE | 0 | FALSE | 0 | FALSE | 0 | FALSE | 0 | FALSE | 0 | FALSE | 0 | FALSE | 0 | FALSE | 0 | FALSE | 0 | FALSE | 0 | TRUE | 900 | FALSE | 0 | FALSE | 0 | FALSE | 0 | FALSE | 0 | FALSE | 0 | FALSE | 0 | FALSE | 0 | FALSE | 0 | FALSE | 0 | FALSE | 0 | FALSE | 0 | FALSE | 0 | FALSE | 0 | FALSE | 0 | FALSE | 0 | FALSE | 0 | FALSE | 0 | FALSE | 0 | FALSE | 0 | FALSE | 0
50 |  | 0 | 1064 | FALSE | 0 | FALSE | 0 | FALSE | 0 | FALSE | 0 | FALSE | 0 | FALSE | 0 | FALSE | 0 | FALSE | 0 | FALSE | 0 | FALSE | 0 | FALSE | 0 | FALSE | 0 | FALSE | 0 | FALSE | 0 | FALSE | 0 | FALSE | 0 | FALSE | 0 | FALSE | 0 | FALSE | 0 | FALSE | 0 | FALSE | 0 | FALSE | 0 | FALSE | 0 | FALSE | 0 | FALSE | 0 | FALSE | 0 | FALSE | 0 | FALSE | 0 | FALSE | 0 | FALSE | 0 | TRUE | 900 | FALSE | 0 | FALSE | 0 | FALSE | 0 | FALSE | 0 | FALSE | 0 | FALSE | 0 | FALSE | 0 | FALSE | 0 | FALSE | 0 | FALSE | 0 | FALSE | 0 | FALSE | 0 | FALSE | 0 | FALSE | 0 | FALSE | 0 | FALSE | 0 | FALSE | 0 | FALSE | 0 | FALSE | 0 | FALSE | 0
50 |  | 0 | 1063 | FALSE | 0 | FALSE | 0 | FALSE | 0 | FALSE | 0 | FALSE | 0 | FALSE | 0 | FALSE | 0 | FALSE | 0 | FALSE | 0 | FALSE | 0 | FALSE | 0 | FALSE | 0 | FALSE | 0 | FALSE | 0 | FALSE | 0 | FALSE | 0 | FALSE | 0 | FALSE | 0 | FALSE | 0 | FALSE | 0 | FALSE | 0 | FALSE | 0 | FALSE | 0 | FALSE | 0 | FALSE | 0 | FALSE | 0 | FALSE | 0 | FALSE | 0 | FALSE | 0 | FALSE | 0 | TRUE | 900 | FALSE | 0 | FALSE | 0 | FALSE | 0 | FALSE | 0 | FALSE | 0 | FALSE | 0 | FALSE | 0 | FALSE | 0 | FALSE | 0 | FALSE | 0 | FALSE | 0 | FALSE | 0 | FALSE | 0 | FALSE | 0 | FALSE | 0 | FALSE | 0 | FALSE | 0 | FALSE | 0 | FALSE | 0 | FALSE | 0
50 |  | 0 | 1062 | FALSE | 0 | FALSE | 0 | FALSE | 0 | FALSE | 0 | FALSE | 0 | FALSE | 0 | FALSE | 0 | FALSE | 0 | FALSE | 0 | FALSE | 0 | FALSE | 0 | FALSE | 0 | FALSE | 0 | FALSE | 0 | FALSE | 0 | FALSE | 0 | FALSE | 0 | FALSE | 0 | FALSE | 0 | FALSE | 0 | FALSE | 0 | FALSE | 0 | FALSE | 0 | FALSE | 0 | FALSE | 0 | FALSE | 0 | FALSE | 0 | FALSE | 0 | FALSE | 0 | FALSE | 0 | TRUE | 900 | FALSE | 0 | FALSE | 0 | FALSE | 0 | FALSE | 0 | FALSE | 0 | FALSE | 0 | FALSE | 0 | FALSE | 0 | FALSE | 0 | FALSE | 0 | FALSE | 0 | FALSE | 0 | FALSE | 0 | FALSE | 0 | FALSE | 0 | FALSE | 0 | FALSE | 0 | FALSE | 0 | FALSE | 0 | FALSE | 0
50 |  | 0 | 1061 | FALSE | 0 | FALSE | 0 | FALSE | 0 | FALSE | 0 | FALSE | 0 | FALSE | 0 | FALSE | 0 | FALSE | 0 | FALSE | 0 | FALSE | 0 | FALSE | 0 | FALSE | 0 | FALSE | 0 | FALSE | 0 | FALSE | 0 | FALSE | 0 | FALSE | 0 | FALSE | 0 | FALSE | 0 | FALSE | 0 | FALSE | 0 | FALSE | 0 | FALSE | 0 | FALSE | 0 | FALSE | 0 | FALSE | 0 | FALSE | 0 | FALSE | 0 | FALSE | 0 | FALSE | 0 | TRUE | 900 | FALSE | 0 | FALSE | 0 | FALSE | 0 | FALSE | 0 | FALSE | 0 | FALSE | 0 | FALSE | 0 | FALSE | 0 | FALSE | 0 | FALSE | 0 | FALSE | 0 | FALSE | 0 | FALSE | 0 | FALSE | 0 | FALSE | 0 | FALSE | 0 | FALSE | 0 | FALSE | 0 | FALSE | 0 | FALSE | 0
50 |  | 0 | 1060 | FALSE | 0 | FALSE | 0 | FALSE | 0 | FALSE | 0 | FALSE | 0 | FALSE | 0 | FALSE | 0 | FALSE | 0 | FALSE | 0 | FALSE | 0 | FALSE | 0 | FALSE | 0 | FALSE | 0 | FALSE | 0 | FALSE | 0 | FALSE | 0 | FALSE | 0 | FALSE | 0 | FALSE | 0 | FALSE | 0 | FALSE | 0 | FALSE | 0 | FALSE | 0 | FALSE | 0 | FALSE | 0 | FALSE | 0 | FALSE | 0 | FALSE | 0 | FALSE | 0 | FALSE | 0 | TRUE | 900 | FALSE | 0 | FALSE | 0 | FALSE | 0 | FALSE | 0 | FALSE | 0 | FALSE | 0 | FALSE | 0 | FALSE | 0 | FALSE | 0 | FALSE | 0 | FALSE | 0 | FALSE | 0 | FALSE | 0 | FALSE | 0 | FALSE | 0 | FALSE | 0 | FALSE | 0 | FALSE | 0 | FALSE | 0 | FALSE | 0
50 |  | 0 | 1059 | FALSE | 0 | FALSE | 0 | FALSE | 0 | FALSE | 0 | FALSE | 0 | FALSE | 0 | FALSE | 0 | FALSE | 0 | FALSE | 0 | FALSE | 0 | FALSE | 0 | FALSE | 0 | FALSE | 0 | FALSE | 0 | FALSE | 0 | FALSE | 0 | FALSE | 0 | FALSE | 0 | FALSE | 0 | FALSE | 0 | FALSE | 0 | FALSE | 0 | FALSE | 0 | FALSE | 0 | FALSE | 0 | FALSE | 0 | FALSE | 0 | FALSE | 0 | FALSE | 0 | FALSE | 0 | TRUE | 900 | FALSE | 0 | FALSE | 0 | FALSE | 0 | FALSE | 0 | FALSE | 0 | FALSE | 0 | FALSE | 0 | FALSE | 0 | FALSE | 0 | FALSE | 0 | FALSE | 0 | FALSE | 0 | FALSE | 0 | FALSE | 0 | FALSE | 0 | FALSE | 0 | FALSE | 0 | FALSE | 0 | FALSE | 0 | FALSE | 0
50 |  | 0 | 1058 | FALSE | 0 | FALSE | 0 | FALSE | 0 | FALSE | 0 | FALSE | 0 | FALSE | 0 | FALSE | 0 | FALSE | 0 | FALSE | 0 | FALSE | 0 | FALSE | 0 | FALSE | 0 | FALSE | 0 | FALSE | 0 | FALSE | 0 | FALSE | 0 | FALSE | 0 | FALSE | 0 | FALSE | 0 | FALSE | 0 | FALSE | 0 | FALSE | 0 | FALSE | 0 | FALSE | 0 | FALSE | 0 | FALSE | 0 | FALSE | 0 | FALSE | 0 | FALSE | 0 | FALSE | 0 | TRUE | 900 | FALSE | 0 | FALSE | 0 | FALSE | 0 | FALSE | 0 | FALSE | 0 | FALSE | 0 | FALSE | 0 | FALSE | 0 | FALSE | 0 | FALSE | 0 | FALSE | 0 | FALSE | 0 | FALSE | 0 | FALSE | 0 | FALSE | 0 | FALSE | 0 | FALSE | 0 | FALSE | 0 | FALSE | 0 | FALSE | 0
50 |  | 0 | 1057 | FALSE | 0 | FALSE | 0 | FALSE | 0 | FALSE | 0 | FALSE | 0 | FALSE | 0 | FALSE | 0 | FALSE | 0 | FALSE | 0 | FALSE | 0 | FALSE | 0 | FALSE | 0 | FALSE | 0 | FALSE | 0 | FALSE | 0 | FALSE | 0 | FALSE | 0 | FALSE | 0 | FALSE | 0 | FALSE | 0 | FALSE | 0 | FALSE | 0 | FALSE | 0 | FALSE | 0 | FALSE | 0 | FALSE | 0 | FALSE | 0 | FALSE | 0 | FALSE | 0 | FALSE | 0 | TRUE | 900 | FALSE | 0 | FALSE | 0 | FALSE | 0 | FALSE | 0 | FALSE | 0 | FALSE | 0 | FALSE | 0 | FALSE | 0 | FALSE | 0 | FALSE | 0 | FALSE | 0 | FALSE | 0 | FALSE | 0 | FALSE | 0 | FALSE | 0 | FALSE | 0 | FALSE | 0 | FALSE | 0 | FALSE | 0 | FALSE | 0
50 |  | 0 | 1056 | FALSE | 0 | FALSE | 0 | FALSE | 0 | FALSE | 0 | FALSE | 0 | FALSE | 0 | FALSE | 0 | FALSE | 0 | FALSE | 0 | FALSE | 0 | FALSE | 0 | FALSE | 0 | FALSE | 0 | FALSE | 0 | FALSE | 0 | FALSE | 0 | FALSE | 0 | FALSE | 0 | FALSE | 0 | FALSE | 0 | FALSE | 0 | FALSE | 0 | FALSE | 0 | FALSE | 0 | FALSE | 0 | FALSE | 0 | FALSE | 0 | FALSE | 0 | FALSE | 0 | FALSE | 0 | TRUE | 900 | FALSE | 0 | FALSE | 0 | FALSE | 0 | FALSE | 0 | FALSE | 0 | FALSE | 0 | FALSE | 0 | FALSE | 0 | FALSE | 0 | FALSE | 0 | FALSE | 0 | FALSE | 0 | FALSE | 0 | FALSE | 0 | FALSE | 0 | FALSE | 0 | FALSE | 0 | FALSE | 0 | FALSE | 0 | FALSE | 0
50 |  | 0 | 1055 | FALSE | 0 | FALSE | 0 | FALSE | 0 | FALSE | 0 | FALSE | 0 | FALSE | 0 | FALSE | 0 | FALSE | 0 | FALSE | 0 | FALSE | 0 | FALSE | 0 | FALSE | 0 | FALSE | 0 | FALSE | 0 | FALSE | 0 | FALSE | 0 | FALSE | 0 | FALSE | 0 | FALSE | 0 | FALSE | 0 | FALSE | 0 | FALSE | 0 | FALSE | 0 | FALSE | 0 | FALSE | 0 | FALSE | 0 | FALSE | 0 | FALSE | 0 | FALSE | 0 | FALSE | 0 | TRUE | 900 | FALSE | 0 | FALSE | 0 | FALSE | 0 | FALSE | 0 | FALSE | 0 | FALSE | 0 | FALSE | 0 | FALSE | 0 | FALSE | 0 | FALSE | 0 | FALSE | 0 | FALSE | 0 | FALSE | 0 | FALSE | 0 | FALSE | 0 | FALSE | 0 | FALSE | 0 | FALSE | 0 | FALSE | 0 | FALSE | 0
50 |  | 0 | 1054 | FALSE | 0 | FALSE | 0 | FALSE | 0 | FALSE | 0 | FALSE | 0 | FALSE | 0 | FALSE | 0 | FALSE | 0 | FALSE | 0 | FALSE | 0 | FALSE | 0 | FALSE | 0 | FALSE | 0 | FALSE | 0 | FALSE | 0 | FALSE | 0 | FALSE | 0 | FALSE | 0 | FALSE | 0 | FALSE | 0 | FALSE | 0 | FALSE | 0 | FALSE | 0 | FALSE | 0 | FALSE | 0 | FALSE | 0 | FALSE | 0 | FALSE | 0 | FALSE | 0 | FALSE | 0 | TRUE | 900 | FALSE | 0 | FALSE | 0 | FALSE | 0 | FALSE | 0 | FALSE | 0 | FALSE | 0 | FALSE | 0 | FALSE | 0 | FALSE | 0 | FALSE | 0 | FALSE | 0 | FALSE | 0 | FALSE | 0 | FALSE | 0 | FALSE | 0 | FALSE | 0 | FALSE | 0 | FALSE | 0 | FALSE | 0 | FALSE | 0
50 |  | 0 | 1053 | FALSE | 0 | FALSE | 0 | FALSE | 0 | FALSE | 0 | FALSE | 0 | FALSE | 0 | FALSE | 0 | FALSE | 0 | FALSE | 0 | FALSE | 0 | FALSE | 0 | FALSE | 0 | FALSE | 0 | FALSE | 0 | FALSE | 0 | FALSE | 0 | FALSE | 0 | FALSE | 0 | FALSE | 0 | FALSE | 0 | FALSE | 0 | FALSE | 0 | FALSE | 0 | FALSE | 0 | FALSE | 0 | FALSE | 0 | FALSE | 0 | FALSE | 0 | FALSE | 0 | FALSE | 0 | TRUE | 900 | FALSE | 0 | FALSE | 0 | FALSE | 0 | FALSE | 0 | FALSE | 0 | FALSE | 0 | FALSE | 0 | FALSE | 0 | FALSE | 0 | FALSE | 0 | FALSE | 0 | FALSE | 0 | FALSE | 0 | FALSE | 0 | FALSE | 0 | FALSE | 0 | FALSE | 0 | FALSE | 0 | FALSE | 0 | FALSE | 0
50 |  | 0 | 1052 | FALSE | 0 | FALSE | 0 | FALSE | 0 | FALSE | 0 | FALSE | 0 | FALSE | 0 | FALSE | 0 | FALSE | 0 | FALSE | 0 | FALSE | 0 | FALSE | 0 | FALSE | 0 | FALSE | 0 | FALSE | 0 | FALSE | 0 | FALSE | 0 | FALSE | 0 | FALSE | 0 | FALSE | 0 | FALSE | 0 | FALSE | 0 | FALSE | 0 | FALSE | 0 | FALSE | 0 | FALSE | 0 | FALSE | 0 | FALSE | 0 | FALSE | 0 | FALSE | 0 | FALSE | 0 | TRUE | 900 | FALSE | 0 | FALSE | 0 | FALSE | 0 | FALSE | 0 | FALSE | 0 | FALSE | 0 | FALSE | 0 | FALSE | 0 | FALSE | 0 | FALSE | 0 | FALSE | 0 | FALSE | 0 | FALSE | 0 | FALSE | 0 | FALSE | 0 | FALSE | 0 | FALSE | 0 | FALSE | 0 | FALSE | 0 | FALSE | 0
50 |  | 0 | 1051 | FALSE | 0 | FALSE | 0 | FALSE | 0 | FALSE | 0 | FALSE | 0 | FALSE | 0 | FALSE | 0 | FALSE | 0 | FALSE | 0 | FALSE | 0 | FALSE | 0 | FALSE | 0 | FALSE | 0 | FALSE | 0 | FALSE | 0 | FALSE | 0 | FALSE | 0 | FALSE | 0 | FALSE | 0 | FALSE | 0 | FALSE | 0 | FALSE | 0 | FALSE | 0 | FALSE | 0 | FALSE | 0 | FALSE | 0 | FALSE | 0 | FALSE | 0 | FALSE | 0 | FALSE | 0 | TRUE | 900 | FALSE | 0 | FALSE | 0 | FALSE | 0 | FALSE | 0 | FALSE | 0 | FALSE | 0 | FALSE | 0 | FALSE | 0 | FALSE | 0 | FALSE | 0 | FALSE | 0 | FALSE | 0 | FALSE | 0 | FALSE | 0 | FALSE | 0 | FALSE | 0 | FALSE | 0 | FALSE | 0 | FALSE | 0 | FALSE | 0
50 |  | 0 | 1050 | FALSE | 0 | FALSE | 0 | FALSE | 0 | FALSE | 0 | FALSE | 0 | FALSE | 0 | FALSE | 0 | FALSE | 0 | FALSE | 0 | FALSE | 0 | FALSE | 0 | FALSE | 0 | FALSE | 0 | FALSE | 0 | FALSE | 0 | FALSE | 0 | FALSE | 0 | FALSE | 0 | FALSE | 0 | FALSE | 0 | FALSE | 0 | FALSE | 0 | FALSE | 0 | FALSE | 0 | FALSE | 0 | FALSE | 0 | FALSE | 0 | FALSE | 0 | FALSE | 0 | FALSE | 0 | TRUE | 900 | FALSE | 0 | FALSE | 0 | FALSE | 0 | FALSE | 0 | FALSE | 0 | FALSE | 0 | FALSE | 0 | FALSE | 0 | FALSE | 0 | FALSE | 0 | FALSE | 0 | FALSE | 0 | FALSE | 0 | FALSE | 0 | FALSE | 0 | FALSE | 0 | FALSE | 0 | FALSE | 0 | FALSE | 0 | FALSE | 0
50 |  | 0 | 1049 | FALSE | 0 | FALSE | 0 | FALSE | 0 | FALSE | 0 | FALSE | 0 | FALSE | 0 | FALSE | 0 | FALSE | 0 | FALSE | 0 | FALSE | 0 | FALSE | 0 | FALSE | 0 | FALSE | 0 | FALSE | 0 | FALSE | 0 | FALSE | 0 | FALSE | 0 | FALSE | 0 | FALSE | 0 | FALSE | 0 | FALSE | 0 | FALSE | 0 | FALSE | 0 | FALSE | 0 | FALSE | 0 | FALSE | 0 | FALSE | 0 | FALSE | 0 | FALSE | 0 | FALSE | 0 | TRUE | 900 | FALSE | 0 | FALSE | 0 | FALSE | 0 | FALSE | 0 | FALSE | 0 | FALSE | 0 | FALSE | 0 | FALSE | 0 | FALSE | 0 | FALSE | 0 | FALSE | 0 | FALSE | 0 | FALSE | 0 | FALSE | 0 | FALSE | 0 | FALSE | 0 | FALSE | 0 | FALSE | 0 | FALSE | 0 | FALSE | 0
50 |  | 0 | 1048 | FALSE | 0 | FALSE | 0 | FALSE | 0 | FALSE | 0 | FALSE | 0 | FALSE | 0 | FALSE | 0 | FALSE | 0 | FALSE | 0 | FALSE | 0 | FALSE | 0 | FALSE | 0 | FALSE | 0 | FALSE | 0 | FALSE | 0 | FALSE | 0 | FALSE | 0 | FALSE | 0 | FALSE | 0 | FALSE | 0 | FALSE | 0 | FALSE | 0 | FALSE | 0 | FALSE | 0 | FALSE | 0 | FALSE | 0 | FALSE | 0 | FALSE | 0 | FALSE | 0 | FALSE | 0 | TRUE | 900 | FALSE | 0 | FALSE | 0 | FALSE | 0 | FALSE | 0 | FALSE | 0 | FALSE | 0 | FALSE | 0 | FALSE | 0 | FALSE | 0 | FALSE | 0 | FALSE | 0 | FALSE | 0 | FALSE | 0 | FALSE | 0 | FALSE | 0 | FALSE | 0 | FALSE | 0 | FALSE | 0 | FALSE | 0 | FALSE | 0
50 |  | 0 | 1047 | FALSE | 0 | FALSE | 0 | FALSE | 0 | FALSE | 0 | FALSE | 0 | FALSE | 0 | FALSE | 0 | FALSE | 0 | FALSE | 0 | FALSE | 0 | FALSE | 0 | FALSE | 0 | FALSE | 0 | FALSE | 0 | FALSE | 0 | FALSE | 0 | FALSE | 0 | FALSE | 0 | FALSE | 0 | FALSE | 0 | FALSE | 0 | FALSE | 0 | FALSE | 0 | FALSE | 0 | FALSE | 0 | FALSE | 0 | FALSE | 0 | FALSE | 0 | FALSE | 0 | FALSE | 0 | TRUE | 900 | FALSE | 0 | FALSE | 0 | FALSE | 0 | FALSE | 0 | FALSE | 0 | FALSE | 0 | FALSE | 0 | FALSE | 0 | FALSE | 0 | FALSE | 0 | FALSE | 0 | FALSE | 0 | FALSE | 0 | FALSE | 0 | FALSE | 0 | FALSE | 0 | FALSE | 0 | FALSE | 0 | FALSE | 0 | FALSE | 0
50 |  | 0 | 1046 | FALSE | 0 | FALSE | 0 | FALSE | 0 | FALSE | 0 | FALSE | 0 | FALSE | 0 | FALSE | 0 | FALSE | 0 | FALSE | 0 | FALSE | 0 | FALSE | 0 | FALSE | 0 | FALSE | 0 | FALSE | 0 | FALSE | 0 | FALSE | 0 | FALSE | 0 | FALSE | 0 | FALSE | 0 | FALSE | 0 | FALSE | 0 | FALSE | 0 | FALSE | 0 | FALSE | 0 | FALSE | 0 | FALSE | 0 | FALSE | 0 | FALSE | 0 | FALSE | 0 | FALSE | 0 | TRUE | 900 | FALSE | 0 | FALSE | 0 | FALSE | 0 | FALSE | 0 | FALSE | 0 | FALSE | 0 | FALSE | 0 | FALSE | 0 | FALSE | 0 | FALSE | 0 | FALSE | 0 | FALSE | 0 | FALSE | 0 | FALSE | 0 | FALSE | 0 | FALSE | 0 | FALSE | 0 | FALSE | 0 | FALSE | 0 | FALSE | 0
50 |  | 0 | 1045 | FALSE | 0 | FALSE | 0 | FALSE | 0 | FALSE | 0 | FALSE | 0 | FALSE | 0 | FALSE | 0 | FALSE | 0 | FALSE | 0 | FALSE | 0 | FALSE | 0 | FALSE | 0 | FALSE | 0 | FALSE | 0 | FALSE | 0 | FALSE | 0 | FALSE | 0 | FALSE | 0 | FALSE | 0 | FALSE | 0 | FALSE | 0 | FALSE | 0 | FALSE | 0 | FALSE | 0 | FALSE | 0 | FALSE | 0 | FALSE | 0 | FALSE | 0 | FALSE | 0 | FALSE | 0 | TRUE | 900 | FALSE | 0 | FALSE | 0 | FALSE | 0 | FALSE | 0 | FALSE | 0 | FALSE | 0 | FALSE | 0 | FALSE | 0 | FALSE | 0 | FALSE | 0 | FALSE | 0 | FALSE | 0 | FALSE | 0 | FALSE | 0 | FALSE | 0 | FALSE | 0 | FALSE | 0 | FALSE | 0 | FALSE | 0 | FALSE | 0
50 |  | 0 | 1044 | FALSE | 0 | FALSE | 0 | FALSE | 0 | FALSE | 0 | FALSE | 0 | FALSE | 0 | FALSE | 0 | FALSE | 0 | FALSE | 0 | FALSE | 0 | FALSE | 0 | FALSE | 0 | FALSE | 0 | FALSE | 0 | FALSE | 0 | FALSE | 0 | FALSE | 0 | FALSE | 0 | FALSE | 0 | FALSE | 0 | FALSE | 0 | FALSE | 0 | FALSE | 0 | FALSE | 0 | FALSE | 0 | FALSE | 0 | FALSE | 0 | FALSE | 0 | FALSE | 0 | FALSE | 0 | TRUE | 900 | FALSE | 0 | FALSE | 0 | FALSE | 0 | FALSE | 0 | FALSE | 0 | FALSE | 0 | FALSE | 0 | FALSE | 0 | FALSE | 0 | FALSE | 0 | FALSE | 0 | FALSE | 0 | FALSE | 0 | FALSE | 0 | FALSE | 0 | FALSE | 0 | FALSE | 0 | FALSE | 0 | FALSE | 0 | FALSE | 0
50 |  | 0 | 1043 | FALSE | 0 | FALSE | 0 | FALSE | 0 | FALSE | 0 | FALSE | 0 | FALSE | 0 | FALSE | 0 | FALSE | 0 | FALSE | 0 | FALSE | 0 | FALSE | 0 | FALSE | 0 | FALSE | 0 | FALSE | 0 | FALSE | 0 | FALSE | 0 | FALSE | 0 | FALSE | 0 | FALSE | 0 | FALSE | 0 | FALSE | 0 | FALSE | 0 | FALSE | 0 | FALSE | 0 | FALSE | 0 | FALSE | 0 | FALSE | 0 | FALSE | 0 | FALSE | 0 | FALSE | 0 | TRUE | 900 | FALSE | 0 | FALSE | 0 | FALSE | 0 | FALSE | 0 | FALSE | 0 | FALSE | 0 | FALSE | 0 | FALSE | 0 | FALSE | 0 | FALSE | 0 | FALSE | 0 | FALSE | 0 | FALSE | 0 | FALSE | 0 | FALSE | 0 | FALSE | 0 | FALSE | 0 | FALSE | 0 | FALSE | 0 | FALSE | 0
50 |  | 0 | 1042 | FALSE | 0 | FALSE | 0 | FALSE | 0 | FALSE | 0 | FALSE | 0 | FALSE | 0 | FALSE | 0 | FALSE | 0 | FALSE | 0 | FALSE | 0 | FALSE | 0 | FALSE | 0 | FALSE | 0 | FALSE | 0 | FALSE | 0 | FALSE | 0 | FALSE | 0 | FALSE | 0 | FALSE | 0 | FALSE | 0 | FALSE | 0 | FALSE | 0 | FALSE | 0 | FALSE | 0 | FALSE | 0 | FALSE | 0 | FALSE | 0 | FALSE | 0 | FALSE | 0 | FALSE | 0 | TRUE | 900 | FALSE | 0 | FALSE | 0 | FALSE | 0 | FALSE | 0 | FALSE | 0 | FALSE | 0 | FALSE | 0 | FALSE | 0 | FALSE | 0 | FALSE | 0 | FALSE | 0 | FALSE | 0 | FALSE | 0 | FALSE | 0 | FALSE | 0 | FALSE | 0 | FALSE | 0 | FALSE | 0 | FALSE | 0 | FALSE | 0
50 |  | 0 | 1041 | FALSE | 0 | FALSE | 0 | FALSE | 0 | FALSE | 0 | FALSE | 0 | FALSE | 0 | FALSE | 0 | FALSE | 0 | FALSE | 0 | FALSE | 0 | FALSE | 0 | FALSE | 0 | FALSE | 0 | FALSE | 0 | FALSE | 0 | FALSE | 0 | FALSE | 0 | FALSE | 0 | FALSE | 0 | FALSE | 0 | FALSE | 0 | FALSE | 0 | FALSE | 0 | FALSE | 0 | FALSE | 0 | FALSE | 0 | FALSE | 0 | FALSE | 0 | FALSE | 0 | FALSE | 0 | TRUE | 900 | FALSE | 0 | FALSE | 0 | FALSE | 0 | FALSE | 0 | FALSE | 0 | FALSE | 0 | FALSE | 0 | FALSE | 0 | FALSE | 0 | FALSE | 0 | FALSE | 0 | FALSE | 0 | FALSE | 0 | FALSE | 0 | FALSE | 0 | FALSE | 0 | FALSE | 0 | FALSE | 0 | FALSE | 0 | FALSE | 0
50 |  | 0 | 1040 | FALSE | 0 | FALSE | 0 | FALSE | 0 | FALSE | 0 | FALSE | 0 | FALSE | 0 | FALSE | 0 | FALSE | 0 | FALSE | 0 | FALSE | 0 | FALSE | 0 | FALSE | 0 | FALSE | 0 | FALSE | 0 | FALSE | 0 | FALSE | 0 | FALSE | 0 | FALSE | 0 | FALSE | 0 | FALSE | 0 | FALSE | 0 | FALSE | 0 | FALSE | 0 | FALSE | 0 | FALSE | 0 | FALSE | 0 | FALSE | 0 | FALSE | 0 | FALSE | 0 | FALSE | 0 | TRUE | 900 | FALSE | 0 | FALSE | 0 | FALSE | 0 | FALSE | 0 | FALSE | 0 | FALSE | 0 | FALSE | 0 | FALSE | 0 | FALSE | 0 | FALSE | 0 | FALSE | 0 | FALSE | 0 | FALSE | 0 | FALSE | 0 | FALSE | 0 | FALSE | 0 | FALSE | 0 | FALSE | 0 | FALSE | 0 | FALSE | 0
50 |  | 0 | 1039 | FALSE | 0 | FALSE | 0 | FALSE | 0 | FALSE | 0 | FALSE | 0 | FALSE | 0 | FALSE | 0 | FALSE | 0 | FALSE | 0 | FALSE | 0 | FALSE | 0 | FALSE | 0 | FALSE | 0 | FALSE | 0 | FALSE | 0 | FALSE | 0 | FALSE | 0 | FALSE | 0 | FALSE | 0 | FALSE | 0 | FALSE | 0 | FALSE | 0 | FALSE | 0 | FALSE | 0 | FALSE | 0 | FALSE | 0 | FALSE | 0 | FALSE | 0 | FALSE | 0 | FALSE | 0 | TRUE | 900 | FALSE | 0 | FALSE | 0 | FALSE | 0 | FALSE | 0 | FALSE | 0 | FALSE | 0 | FALSE | 0 | FALSE | 0 | FALSE | 0 | FALSE | 0 | FALSE | 0 | FALSE | 0 | FALSE | 0 | FALSE | 0 | FALSE | 0 | FALSE | 0 | FALSE | 0 | FALSE | 0 | FALSE | 0 | FALSE | 0
50 |  | 0 | 1038 | FALSE | 0 | FALSE | 0 | FALSE | 0 | FALSE | 0 | FALSE | 0 | FALSE | 0 | FALSE | 0 | FALSE | 0 | FALSE | 0 | FALSE | 0 | FALSE | 0 | FALSE | 0 | FALSE | 0 | FALSE | 0 | FALSE | 0 | FALSE | 0 | FALSE | 0 | FALSE | 0 | FALSE | 0 | FALSE | 0 | FALSE | 0 | FALSE | 0 | FALSE | 0 | FALSE | 0 | FALSE | 0 | FALSE | 0 | FALSE | 0 | FALSE | 0 | FALSE | 0 | FALSE | 0 | TRUE | 750 | FALSE | 0 | FALSE | 0 | FALSE | 0 | FALSE | 0 | FALSE | 0 | FALSE | 0 | FALSE | 0 | FALSE | 0 | FALSE | 0 | FALSE | 0 | FALSE | 0 | FALSE | 0 | FALSE | 0 | FALSE | 0 | FALSE | 0 | FALSE | 0 | FALSE | 0 | FALSE | 0 | FALSE | 0 | FALSE | 0
50 |  | 0 | 1037 | FALSE | 0 | FALSE | 0 | FALSE | 0 | FALSE | 0 | FALSE | 0 | FALSE | 0 | FALSE | 0 | FALSE | 0 | FALSE | 0 | FALSE | 0 | FALSE | 0 | FALSE | 0 | FALSE | 0 | FALSE | 0 | FALSE | 0 | FALSE | 0 | FALSE | 0 | FALSE | 0 | FALSE | 0 | FALSE | 0 | FALSE | 0 | FALSE | 0 | FALSE | 0 | FALSE | 0 | FALSE | 0 | FALSE | 0 | FALSE | 0 | FALSE | 0 | FALSE | 0 | FALSE | 0 | TRUE | 750 | FALSE | 0 | FALSE | 0 | FALSE | 0 | FALSE | 0 | FALSE | 0 | FALSE | 0 | FALSE | 0 | FALSE | 0 | FALSE | 0 | FALSE | 0 | FALSE | 0 | FALSE | 0 | FALSE | 0 | FALSE | 0 | FALSE | 0 | FALSE | 0 | FALSE | 0 | FALSE | 0 | FALSE | 0 | FALSE | 0
50 |  | 0 | 1036 | FALSE | 0 | FALSE | 0 | FALSE | 0 | FALSE | 0 | FALSE | 0 | FALSE | 0 | FALSE | 0 | FALSE | 0 | FALSE | 0 | FALSE | 0 | FALSE | 0 | FALSE | 0 | FALSE | 0 | FALSE | 0 | FALSE | 0 | FALSE | 0 | FALSE | 0 | FALSE | 0 | FALSE | 0 | FALSE | 0 | FALSE | 0 | FALSE | 0 | FALSE | 0 | FALSE | 0 | FALSE | 0 | FALSE | 0 | FALSE | 0 | FALSE | 0 | FALSE | 0 | FALSE | 0 | TRUE | 750 | FALSE | 0 | FALSE | 0 | FALSE | 0 | FALSE | 0 | FALSE | 0 | FALSE | 0 | FALSE | 0 | FALSE | 0 | FALSE | 0 | FALSE | 0 | FALSE | 0 | FALSE | 0 | FALSE | 0 | FALSE | 0 | FALSE | 0 | FALSE | 0 | FALSE | 0 | FALSE | 0 | FALSE | 0 | FALSE | 0
50 |  | 0 | 1035 | FALSE | 0 | FALSE | 0 | FALSE | 0 | FALSE | 0 | FALSE | 0 | FALSE | 0 | FALSE | 0 | FALSE | 0 | FALSE | 0 | FALSE | 0 | FALSE | 0 | FALSE | 0 | FALSE | 0 | FALSE | 0 | FALSE | 0 | FALSE | 0 | FALSE | 0 | FALSE | 0 | FALSE | 0 | FALSE | 0 | FALSE | 0 | FALSE | 0 | FALSE | 0 | FALSE | 0 | FALSE | 0 | FALSE | 0 | FALSE | 0 | FALSE | 0 | FALSE | 0 | FALSE | 0 | TRUE | 750 | FALSE | 0 | FALSE | 0 | FALSE | 0 | FALSE | 0 | FALSE | 0 | FALSE | 0 | FALSE | 0 | FALSE | 0 | FALSE | 0 | FALSE | 0 | FALSE | 0 | FALSE | 0 | FALSE | 0 | FALSE | 0 | FALSE | 0 | FALSE | 0 | FALSE | 0 | FALSE | 0 | FALSE | 0 | FALSE | 0
50 |  | 0 | 1034 | FALSE | 0 | FALSE | 0 | FALSE | 0 | FALSE | 0 | FALSE | 0 | FALSE | 0 | FALSE | 0 | FALSE | 0 | FALSE | 0 | FALSE | 0 | FALSE | 0 | FALSE | 0 | FALSE | 0 | FALSE | 0 | FALSE | 0 | FALSE | 0 | FALSE | 0 | FALSE | 0 | FALSE | 0 | FALSE | 0 | FALSE | 0 | FALSE | 0 | FALSE | 0 | FALSE | 0 | FALSE | 0 | FALSE | 0 | FALSE | 0 | FALSE | 0 | FALSE | 0 | FALSE | 0 | TRUE | 750 | FALSE | 0 | FALSE | 0 | FALSE | 0 | FALSE | 0 | FALSE | 0 | FALSE | 0 | FALSE | 0 | FALSE | 0 | FALSE | 0 | FALSE | 0 | FALSE | 0 | FALSE | 0 | FALSE | 0 | FALSE | 0 | FALSE | 0 | FALSE | 0 | FALSE | 0 | FALSE | 0 | FALSE | 0 | FALSE | 0
50 |  | 0 | 1033 | FALSE | 0 | FALSE | 0 | FALSE | 0 | FALSE | 0 | FALSE | 0 | FALSE | 0 | FALSE | 0 | FALSE | 0 | FALSE | 0 | FALSE | 0 | FALSE | 0 | FALSE | 0 | FALSE | 0 | FALSE | 0 | FALSE | 0 | FALSE | 0 | FALSE | 0 | FALSE | 0 | FALSE | 0 | FALSE | 0 | FALSE | 0 | FALSE | 0 | FALSE | 0 | FALSE | 0 | FALSE | 0 | FALSE | 0 | FALSE | 0 | FALSE | 0 | FALSE | 0 | FALSE | 0 | TRUE | 750 | FALSE | 0 | FALSE | 0 | FALSE | 0 | FALSE | 0 | FALSE | 0 | FALSE | 0 | FALSE | 0 | FALSE | 0 | FALSE | 0 | FALSE | 0 | FALSE | 0 | FALSE | 0 | FALSE | 0 | FALSE | 0 | FALSE | 0 | FALSE | 0 | FALSE | 0 | FALSE | 0 | FALSE | 0 | FALSE | 0
50 |  | 0 | 1032 | FALSE | 0 | FALSE | 0 | FALSE | 0 | FALSE | 0 | FALSE | 0 | FALSE | 0 | FALSE | 0 | FALSE | 0 | FALSE | 0 | FALSE | 0 | FALSE | 0 | FALSE | 0 | FALSE | 0 | FALSE | 0 | FALSE | 0 | FALSE | 0 | FALSE | 0 | FALSE | 0 | FALSE | 0 | FALSE | 0 | FALSE | 0 | FALSE | 0 | FALSE | 0 | FALSE | 0 | FALSE | 0 | FALSE | 0 | FALSE | 0 | FALSE | 0 | FALSE | 0 | FALSE | 0 | TRUE | 750 | FALSE | 0 | FALSE | 0 | FALSE | 0 | FALSE | 0 | FALSE | 0 | FALSE | 0 | FALSE | 0 | FALSE | 0 | FALSE | 0 | FALSE | 0 | FALSE | 0 | FALSE | 0 | FALSE | 0 | FALSE | 0 | FALSE | 0 | FALSE | 0 | FALSE | 0 | FALSE | 0 | FALSE | 0 | FALSE | 0
50 |  | 0 | 1031 | FALSE | 0 | FALSE | 0 | FALSE | 0 | FALSE | 0 | FALSE | 0 | FALSE | 0 | FALSE | 0 | FALSE | 0 | FALSE | 0 | FALSE | 0 | FALSE | 0 | FALSE | 0 | FALSE | 0 | FALSE | 0 | FALSE | 0 | FALSE | 0 | FALSE | 0 | FALSE | 0 | FALSE | 0 | FALSE | 0 | FALSE | 0 | FALSE | 0 | FALSE | 0 | FALSE | 0 | FALSE | 0 | FALSE | 0 | FALSE | 0 | FALSE | 0 | FALSE | 0 | FALSE | 0 | TRUE | 750 | FALSE | 0 | FALSE | 0 | FALSE | 0 | FALSE | 0 | FALSE | 0 | FALSE | 0 | FALSE | 0 | FALSE | 0 | FALSE | 0 | FALSE | 0 | FALSE | 0 | FALSE | 0 | FALSE | 0 | FALSE | 0 | FALSE | 0 | FALSE | 0 | FALSE | 0 | FALSE | 0 | FALSE | 0 | FALSE | 0
50 |  | 0 | 1030 | FALSE | 0 | FALSE | 0 | FALSE | 0 | FALSE | 0 | FALSE | 0 | FALSE | 0 | FALSE | 0 | FALSE | 0 | FALSE | 0 | FALSE | 0 | FALSE | 0 | FALSE | 0 | FALSE | 0 | FALSE | 0 | FALSE | 0 | FALSE | 0 | FALSE | 0 | FALSE | 0 | FALSE | 0 | FALSE | 0 | FALSE | 0 | FALSE | 0 | FALSE | 0 | FALSE | 0 | FALSE | 0 | FALSE | 0 | FALSE | 0 | FALSE | 0 | FALSE | 0 | FALSE | 0 | TRUE | 750 | FALSE | 0 | FALSE | 0 | FALSE | 0 | FALSE | 0 | FALSE | 0 | FALSE | 0 | FALSE | 0 | FALSE | 0 | FALSE | 0 | FALSE | 0 | FALSE | 0 | FALSE | 0 | FALSE | 0 | FALSE | 0 | FALSE | 0 | FALSE | 0 | FALSE | 0 | FALSE | 0 | FALSE | 0 | FALSE | 0
50 |  | 0 | 1029 | FALSE | 0 | FALSE | 0 | FALSE | 0 | FALSE | 0 | FALSE | 0 | FALSE | 0 | FALSE | 0 | FALSE | 0 | FALSE | 0 | FALSE | 0 | FALSE | 0 | FALSE | 0 | FALSE | 0 | FALSE | 0 | FALSE | 0 | FALSE | 0 | FALSE | 0 | FALSE | 0 | FALSE | 0 | FALSE | 0 | FALSE | 0 | FALSE | 0 | FALSE | 0 | FALSE | 0 | FALSE | 0 | FALSE | 0 | FALSE | 0 | FALSE | 0 | FALSE | 0 | FALSE | 0 | TRUE | 750 | FALSE | 0 | FALSE | 0 | FALSE | 0 | FALSE | 0 | FALSE | 0 | FALSE | 0 | FALSE | 0 | FALSE | 0 | FALSE | 0 | FALSE | 0 | FALSE | 0 | FALSE | 0 | FALSE | 0 | FALSE | 0 | FALSE | 0 | FALSE | 0 | FALSE | 0 | FALSE | 0 | FALSE | 0 | FALSE | 0
50 |  | 0 | 1028 | FALSE | 0 | FALSE | 0 | FALSE | 0 | FALSE | 0 | FALSE | 0 | FALSE | 0 | FALSE | 0 | FALSE | 0 | FALSE | 0 | FALSE | 0 | FALSE | 0 | FALSE | 0 | FALSE | 0 | FALSE | 0 | FALSE | 0 | FALSE | 0 | FALSE | 0 | FALSE | 0 | FALSE | 0 | FALSE | 0 | FALSE | 0 | FALSE | 0 | FALSE | 0 | FALSE | 0 | FALSE | 0 | FALSE | 0 | FALSE | 0 | FALSE | 0 | FALSE | 0 | FALSE | 0 | TRUE | 750 | FALSE | 0 | FALSE | 0 | FALSE | 0 | FALSE | 0 | FALSE | 0 | FALSE | 0 | FALSE | 0 | FALSE | 0 | FALSE | 0 | FALSE | 0 | FALSE | 0 | FALSE | 0 | FALSE | 0 | FALSE | 0 | FALSE | 0 | FALSE | 0 | FALSE | 0 | FALSE | 0 | FALSE | 0 | FALSE | 0
50 |  | 0 | 1027 | FALSE | 0 | FALSE | 0 | FALSE | 0 | FALSE | 0 | FALSE | 0 | FALSE | 0 | FALSE | 0 | FALSE | 0 | FALSE | 0 | FALSE | 0 | FALSE | 0 | FALSE | 0 | FALSE | 0 | FALSE | 0 | FALSE | 0 | FALSE | 0 | FALSE | 0 | FALSE | 0 | FALSE | 0 | FALSE | 0 | FALSE | 0 | FALSE | 0 | FALSE | 0 | FALSE | 0 | FALSE | 0 | FALSE | 0 | FALSE | 0 | FALSE | 0 | FALSE | 0 | FALSE | 0 | TRUE | 750 | FALSE | 0 | FALSE | 0 | FALSE | 0 | FALSE | 0 | FALSE | 0 | FALSE | 0 | FALSE | 0 | FALSE | 0 | FALSE | 0 | FALSE | 0 | FALSE | 0 | FALSE | 0 | FALSE | 0 | FALSE | 0 | FALSE | 0 | FALSE | 0 | FALSE | 0 | FALSE | 0 | FALSE | 0 | FALSE | 0
50 |  | 0 | 1026 | FALSE | 0 | FALSE | 0 | FALSE | 0 | FALSE | 0 | FALSE | 0 | FALSE | 0 | FALSE | 0 | FALSE | 0 | FALSE | 0 | FALSE | 0 | FALSE | 0 | FALSE | 0 | FALSE | 0 | FALSE | 0 | FALSE | 0 | FALSE | 0 | FALSE | 0 | FALSE | 0 | FALSE | 0 | FALSE | 0 | FALSE | 0 | FALSE | 0 | FALSE | 0 | FALSE | 0 | FALSE | 0 | FALSE | 0 | FALSE | 0 | FALSE | 0 | FALSE | 0 | FALSE | 0 | TRUE | 750 | FALSE | 0 | FALSE | 0 | FALSE | 0 | FALSE | 0 | FALSE | 0 | FALSE | 0 | FALSE | 0 | FALSE | 0 | FALSE | 0 | FALSE | 0 | FALSE | 0 | FALSE | 0 | FALSE | 0 | FALSE | 0 | FALSE | 0 | FALSE | 0 | FALSE | 0 | FALSE | 0 | FALSE | 0 | FALSE | 0
50 |  | 0 | 1025 | FALSE | 0 | FALSE | 0 | FALSE | 0 | FALSE | 0 | FALSE | 0 | FALSE | 0 | FALSE | 0 | FALSE | 0 | FALSE | 0 | FALSE | 0 | FALSE | 0 | FALSE | 0 | FALSE | 0 | FALSE | 0 | FALSE | 0 | FALSE | 0 | FALSE | 0 | FALSE | 0 | FALSE | 0 | FALSE | 0 | FALSE | 0 | FALSE | 0 | FALSE | 0 | FALSE | 0 | FALSE | 0 | FALSE | 0 | FALSE | 0 | FALSE | 0 | FALSE | 0 | FALSE | 0 | TRUE | 750 | FALSE | 0 | FALSE | 0 | FALSE | 0 | FALSE | 0 | FALSE | 0 | FALSE | 0 | FALSE | 0 | FALSE | 0 | FALSE | 0 | FALSE | 0 | FALSE | 0 | FALSE | 0 | FALSE | 0 | FALSE | 0 | FALSE | 0 | FALSE | 0 | FALSE | 0 | FALSE | 0 | FALSE | 0 | FALSE | 0
50 |  | 0 | 1024 | FALSE | 0 | FALSE | 0 | FALSE | 0 | FALSE | 0 | FALSE | 0 | FALSE | 0 | FALSE | 0 | FALSE | 0 | FALSE | 0 | FALSE | 0 | FALSE | 0 | FALSE | 0 | FALSE | 0 | FALSE | 0 | FALSE | 0 | FALSE | 0 | FALSE | 0 | FALSE | 0 | FALSE | 0 | FALSE | 0 | FALSE | 0 | FALSE | 0 | FALSE | 0 | FALSE | 0 | FALSE | 0 | FALSE | 0 | FALSE | 0 | FALSE | 0 | FALSE | 0 | FALSE | 0 | TRUE | 750 | FALSE | 0 | FALSE | 0 | FALSE | 0 | FALSE | 0 | FALSE | 0 | FALSE | 0 | FALSE | 0 | FALSE | 0 | FALSE | 0 | FALSE | 0 | FALSE | 0 | FALSE | 0 | FALSE | 0 | FALSE | 0 | FALSE | 0 | FALSE | 0 | FALSE | 0 | FALSE | 0 | FALSE | 0 | FALSE | 0
50 |  | 0 | 1023 | FALSE | 0 | FALSE | 0 | FALSE | 0 | FALSE | 0 | FALSE | 0 | FALSE | 0 | FALSE | 0 | FALSE | 0 | FALSE | 0 | FALSE | 0 | FALSE | 0 | FALSE | 0 | FALSE | 0 | FALSE | 0 | FALSE | 0 | FALSE | 0 | FALSE | 0 | FALSE | 0 | FALSE | 0 | FALSE | 0 | FALSE | 0 | FALSE | 0 | FALSE | 0 | FALSE | 0 | FALSE | 0 | FALSE | 0 | FALSE | 0 | FALSE | 0 | FALSE | 0 | FALSE | 0 | TRUE | 750 | FALSE | 0 | FALSE | 0 | FALSE | 0 | FALSE | 0 | FALSE | 0 | FALSE | 0 | FALSE | 0 | FALSE | 0 | FALSE | 0 | FALSE | 0 | FALSE | 0 | FALSE | 0 | FALSE | 0 | FALSE | 0 | FALSE | 0 | FALSE | 0 | FALSE | 0 | FALSE | 0 | FALSE | 0 | FALSE | 0
50 |  | 0 | 1022 | FALSE | 0 | FALSE | 0 | FALSE | 0 | FALSE | 0 | FALSE | 0 | FALSE | 0 | FALSE | 0 | FALSE | 0 | FALSE | 0 | FALSE | 0 | FALSE | 0 | FALSE | 0 | FALSE | 0 | FALSE | 0 | FALSE | 0 | FALSE | 0 | FALSE | 0 | FALSE | 0 | FALSE | 0 | FALSE | 0 | FALSE | 0 | FALSE | 0 | FALSE | 0 | FALSE | 0 | FALSE | 0 | FALSE | 0 | FALSE | 0 | FALSE | 0 | FALSE | 0 | FALSE | 0 | TRUE | 750 | FALSE | 0 | FALSE | 0 | FALSE | 0 | FALSE | 0 | FALSE | 0 | FALSE | 0 | FALSE | 0 | FALSE | 0 | FALSE | 0 | FALSE | 0 | FALSE | 0 | FALSE | 0 | FALSE | 0 | FALSE | 0 | FALSE | 0 | FALSE | 0 | FALSE | 0 | FALSE | 0 | FALSE | 0 | FALSE | 0
50 |  | 0 | 1021 | FALSE | 0 | FALSE | 0 | FALSE | 0 | FALSE | 0 | FALSE | 0 | FALSE | 0 | FALSE | 0 | FALSE | 0 | FALSE | 0 | FALSE | 0 | FALSE | 0 | FALSE | 0 | FALSE | 0 | FALSE | 0 | FALSE | 0 | FALSE | 0 | FALSE | 0 | FALSE | 0 | FALSE | 0 | FALSE | 0 | FALSE | 0 | FALSE | 0 | FALSE | 0 | FALSE | 0 | FALSE | 0 | FALSE | 0 | FALSE | 0 | FALSE | 0 | FALSE | 0 | FALSE | 0 | TRUE | 750 | FALSE | 0 | FALSE | 0 | FALSE | 0 | FALSE | 0 | FALSE | 0 | FALSE | 0 | FALSE | 0 | FALSE | 0 | FALSE | 0 | FALSE | 0 | FALSE | 0 | FALSE | 0 | FALSE | 0 | FALSE | 0 | FALSE | 0 | FALSE | 0 | FALSE | 0 | FALSE | 0 | FALSE | 0 | FALSE | 0
50 |  | 0 | 1020 | FALSE | 0 | FALSE | 0 | FALSE | 0 | FALSE | 0 | FALSE | 0 | FALSE | 0 | FALSE | 0 | FALSE | 0 | FALSE | 0 | FALSE | 0 | FALSE | 0 | FALSE | 0 | FALSE | 0 | FALSE | 0 | FALSE | 0 | FALSE | 0 | FALSE | 0 | FALSE | 0 | FALSE | 0 | FALSE | 0 | FALSE | 0 | FALSE | 0 | FALSE | 0 | FALSE | 0 | FALSE | 0 | FALSE | 0 | FALSE | 0 | FALSE | 0 | FALSE | 0 | FALSE | 0 | TRUE | 750 | FALSE | 0 | FALSE | 0 | FALSE | 0 | FALSE | 0 | FALSE | 0 | FALSE | 0 | FALSE | 0 | FALSE | 0 | FALSE | 0 | FALSE | 0 | FALSE | 0 | FALSE | 0 | FALSE | 0 | FALSE | 0 | FALSE | 0 | FALSE | 0 | FALSE | 0 | FALSE | 0 | FALSE | 0 | FALSE | 0
50 |  | 0 | 1019 | FALSE | 0 | FALSE | 0 | FALSE | 0 | FALSE | 0 | FALSE | 0 | FALSE | 0 | FALSE | 0 | FALSE | 0 | FALSE | 0 | FALSE | 0 | FALSE | 0 | FALSE | 0 | FALSE | 0 | FALSE | 0 | FALSE | 0 | FALSE | 0 | FALSE | 0 | FALSE | 0 | FALSE | 0 | FALSE | 0 | FALSE | 0 | FALSE | 0 | FALSE | 0 | FALSE | 0 | FALSE | 0 | FALSE | 0 | FALSE | 0 | FALSE | 0 | FALSE | 0 | FALSE | 0 | TRUE | 750 | FALSE | 0 | FALSE | 0 | FALSE | 0 | FALSE | 0 | FALSE | 0 | FALSE | 0 | FALSE | 0 | FALSE | 0 | FALSE | 0 | FALSE | 0 | FALSE | 0 | FALSE | 0 | FALSE | 0 | FALSE | 0 | FALSE | 0 | FALSE | 0 | FALSE | 0 | FALSE | 0 | FALSE | 0 | FALSE | 0
50 |  | 0 | 1018 | FALSE | 0 | FALSE | 0 | FALSE | 0 | FALSE | 0 | FALSE | 0 | FALSE | 0 | FALSE | 0 | FALSE | 0 | FALSE | 0 | FALSE | 0 | FALSE | 0 | FALSE | 0 | FALSE | 0 | FALSE | 0 | FALSE | 0 | FALSE | 0 | FALSE | 0 | FALSE | 0 | FALSE | 0 | FALSE | 0 | FALSE | 0 | FALSE | 0 | FALSE | 0 | FALSE | 0 | FALSE | 0 | FALSE | 0 | FALSE | 0 | FALSE | 0 | FALSE | 0 | FALSE | 0 | TRUE | 750 | FALSE | 0 | FALSE | 0 | FALSE | 0 | FALSE | 0 | FALSE | 0 | FALSE | 0 | FALSE | 0 | FALSE | 0 | FALSE | 0 | FALSE | 0 | FALSE | 0 | FALSE | 0 | FALSE | 0 | FALSE | 0 | FALSE | 0 | FALSE | 0 | FALSE | 0 | FALSE | 0 | FALSE | 0 | FALSE | 0
50 |  | 0 | 1017 | FALSE | 0 | FALSE | 0 | FALSE | 0 | FALSE | 0 | FALSE | 0 | FALSE | 0 | FALSE | 0 | FALSE | 0 | FALSE | 0 | FALSE | 0 | FALSE | 0 | FALSE | 0 | FALSE | 0 | FALSE | 0 | FALSE | 0 | FALSE | 0 | FALSE | 0 | FALSE | 0 | FALSE | 0 | FALSE | 0 | FALSE | 0 | FALSE | 0 | FALSE | 0 | FALSE | 0 | FALSE | 0 | FALSE | 0 | FALSE | 0 | FALSE | 0 | FALSE | 0 | FALSE | 0 | TRUE | 750 | FALSE | 0 | FALSE | 0 | FALSE | 0 | FALSE | 0 | FALSE | 0 | FALSE | 0 | FALSE | 0 | FALSE | 0 | FALSE | 0 | FALSE | 0 | FALSE | 0 | FALSE | 0 | FALSE | 0 | FALSE | 0 | FALSE | 0 | FALSE | 0 | FALSE | 0 | FALSE | 0 | FALSE | 0 | FALSE | 0
50 |  | 0 | 1016 | FALSE | 0 | FALSE | 0 | FALSE | 0 | FALSE | 0 | FALSE | 0 | FALSE | 0 | FALSE | 0 | FALSE | 0 | FALSE | 0 | FALSE | 0 | FALSE | 0 | FALSE | 0 | FALSE | 0 | FALSE | 0 | FALSE | 0 | FALSE | 0 | FALSE | 0 | FALSE | 0 | FALSE | 0 | FALSE | 0 | FALSE | 0 | FALSE | 0 | FALSE | 0 | FALSE | 0 | FALSE | 0 | FALSE | 0 | FALSE | 0 | FALSE | 0 | FALSE | 0 | FALSE | 0 | TRUE | 750 | FALSE | 0 | FALSE | 0 | FALSE | 0 | FALSE | 0 | FALSE | 0 | FALSE | 0 | FALSE | 0 | FALSE | 0 | FALSE | 0 | FALSE | 0 | FALSE | 0 | FALSE | 0 | FALSE | 0 | FALSE | 0 | FALSE | 0 | FALSE | 0 | FALSE | 0 | FALSE | 0 | FALSE | 0 | FALSE | 0
50 |  | 0 | 1015 | FALSE | 0 | FALSE | 0 | FALSE | 0 | FALSE | 0 | FALSE | 0 | FALSE | 0 | FALSE | 0 | FALSE | 0 | FALSE | 0 | FALSE | 0 | FALSE | 0 | FALSE | 0 | FALSE | 0 | FALSE | 0 | FALSE | 0 | FALSE | 0 | FALSE | 0 | FALSE | 0 | FALSE | 0 | FALSE | 0 | FALSE | 0 | FALSE | 0 | FALSE | 0 | FALSE | 0 | FALSE | 0 | FALSE | 0 | FALSE | 0 | FALSE | 0 | FALSE | 0 | FALSE | 0 | TRUE | 750 | FALSE | 0 | FALSE | 0 | FALSE | 0 | FALSE | 0 | FALSE | 0 | FALSE | 0 | FALSE | 0 | FALSE | 0 | FALSE | 0 | FALSE | 0 | FALSE | 0 | FALSE | 0 | FALSE | 0 | FALSE | 0 | FALSE | 0 | FALSE | 0 | FALSE | 0 | FALSE | 0 | FALSE | 0 | FALSE | 0
50 |  | 0 | 1014 | FALSE | 0 | FALSE | 0 | FALSE | 0 | FALSE | 0 | FALSE | 0 | FALSE | 0 | FALSE | 0 | FALSE | 0 | FALSE | 0 | FALSE | 0 | FALSE | 0 | FALSE | 0 | FALSE | 0 | FALSE | 0 | FALSE | 0 | FALSE | 0 | FALSE | 0 | FALSE | 0 | FALSE | 0 | FALSE | 0 | FALSE | 0 | FALSE | 0 | FALSE | 0 | FALSE | 0 | FALSE | 0 | FALSE | 0 | FALSE | 0 | FALSE | 0 | FALSE | 0 | FALSE | 0 | TRUE | 750 | FALSE | 0 | FALSE | 0 | FALSE | 0 | FALSE | 0 | FALSE | 0 | FALSE | 0 | FALSE | 0 | FALSE | 0 | FALSE | 0 | FALSE | 0 | FALSE | 0 | FALSE | 0 | FALSE | 0 | FALSE | 0 | FALSE | 0 | FALSE | 0 | FALSE | 0 | FALSE | 0 | FALSE | 0 | FALSE | 0
50 |  | 0 | 1013 | FALSE | 0 | FALSE | 0 | FALSE | 0 | FALSE | 0 | FALSE | 0 | FALSE | 0 | FALSE | 0 | FALSE | 0 | FALSE | 0 | FALSE | 0 | FALSE | 0 | FALSE | 0 | FALSE | 0 | FALSE | 0 | FALSE | 0 | FALSE | 0 | FALSE | 0 | FALSE | 0 | FALSE | 0 | FALSE | 0 | FALSE | 0 | FALSE | 0 | FALSE | 0 | FALSE | 0 | FALSE | 0 | FALSE | 0 | FALSE | 0 | FALSE | 0 | FALSE | 0 | FALSE | 0 | TRUE | 750 | FALSE | 0 | FALSE | 0 | FALSE | 0 | FALSE | 0 | FALSE | 0 | FALSE | 0 | FALSE | 0 | FALSE | 0 | FALSE | 0 | FALSE | 0 | FALSE | 0 | FALSE | 0 | FALSE | 0 | FALSE | 0 | FALSE | 0 | FALSE | 0 | FALSE | 0 | FALSE | 0 | FALSE | 0 | FALSE | 0
50 |  | 0 | 1012 | FALSE | 0 | FALSE | 0 | FALSE | 0 | FALSE | 0 | FALSE | 0 | FALSE | 0 | FALSE | 0 | FALSE | 0 | FALSE | 0 | FALSE | 0 | FALSE | 0 | FALSE | 0 | FALSE | 0 | FALSE | 0 | FALSE | 0 | FALSE | 0 | FALSE | 0 | FALSE | 0 | FALSE | 0 | FALSE | 0 | FALSE | 0 | FALSE | 0 | FALSE | 0 | FALSE | 0 | FALSE | 0 | FALSE | 0 | FALSE | 0 | FALSE | 0 | FALSE | 0 | FALSE | 0 | TRUE | 750 | FALSE | 0 | FALSE | 0 | FALSE | 0 | FALSE | 0 | FALSE | 0 | FALSE | 0 | FALSE | 0 | FALSE | 0 | FALSE | 0 | FALSE | 0 | FALSE | 0 | FALSE | 0 | FALSE | 0 | FALSE | 0 | FALSE | 0 | FALSE | 0 | FALSE | 0 | FALSE | 0 | FALSE | 0 | FALSE | 0
50 |  | 0 | 1011 | FALSE | 0 | FALSE | 0 | FALSE | 0 | FALSE | 0 | FALSE | 0 | FALSE | 0 | FALSE | 0 | FALSE | 0 | FALSE | 0 | FALSE | 0 | FALSE | 0 | FALSE | 0 | FALSE | 0 | FALSE | 0 | FALSE | 0 | FALSE | 0 | FALSE | 0 | FALSE | 0 | FALSE | 0 | FALSE | 0 | FALSE | 0 | FALSE | 0 | FALSE | 0 | FALSE | 0 | FALSE | 0 | FALSE | 0 | FALSE | 0 | FALSE | 0 | FALSE | 0 | FALSE | 0 | TRUE | 750 | FALSE | 0 | FALSE | 0 | FALSE | 0 | FALSE | 0 | FALSE | 0 | FALSE | 0 | FALSE | 0 | FALSE | 0 | FALSE | 0 | FALSE | 0 | FALSE | 0 | FALSE | 0 | FALSE | 0 | FALSE | 0 | FALSE | 0 | FALSE | 0 | FALSE | 0 | FALSE | 0 | FALSE | 0 | FALSE | 0
50 |  | 0 | 1010 | FALSE | 0 | FALSE | 0 | FALSE | 0 | FALSE | 0 | FALSE | 0 | FALSE | 0 | FALSE | 0 | FALSE | 0 | FALSE | 0 | FALSE | 0 | FALSE | 0 | FALSE | 0 | FALSE | 0 | FALSE | 0 | FALSE | 0 | FALSE | 0 | FALSE | 0 | FALSE | 0 | FALSE | 0 | FALSE | 0 | FALSE | 0 | FALSE | 0 | FALSE | 0 | FALSE | 0 | FALSE | 0 | FALSE | 0 | FALSE | 0 | FALSE | 0 | FALSE | 0 | FALSE | 0 | TRUE | 750 | FALSE | 0 | FALSE | 0 | FALSE | 0 | FALSE | 0 | FALSE | 0 | FALSE | 0 | FALSE | 0 | FALSE | 0 | FALSE | 0 | FALSE | 0 | FALSE | 0 | FALSE | 0 | FALSE | 0 | FALSE | 0 | FALSE | 0 | FALSE | 0 | FALSE | 0 | FALSE | 0 | FALSE | 0 | FALSE | 0
50 |  | 0 | 1009 | FALSE | 0 | FALSE | 0 | FALSE | 0 | FALSE | 0 | FALSE | 0 | FALSE | 0 | FALSE | 0 | FALSE | 0 | FALSE | 0 | FALSE | 0 | FALSE | 0 | FALSE | 0 | FALSE | 0 | FALSE | 0 | FALSE | 0 | FALSE | 0 | FALSE | 0 | FALSE | 0 | FALSE | 0 | FALSE | 0 | FALSE | 0 | FALSE | 0 | FALSE | 0 | FALSE | 0 | FALSE | 0 | FALSE | 0 | FALSE | 0 | FALSE | 0 | FALSE | 0 | FALSE | 0 | TRUE | 750 | FALSE | 0 | FALSE | 0 | FALSE | 0 | FALSE | 0 | FALSE | 0 | FALSE | 0 | FALSE | 0 | FALSE | 0 | FALSE | 0 | FALSE | 0 | FALSE | 0 | FALSE | 0 | FALSE | 0 | FALSE | 0 | FALSE | 0 | FALSE | 0 | FALSE | 0 | FALSE | 0 | FALSE | 0 | FALSE | 0
50 |  | 0 | 1008 | FALSE | 0 | FALSE | 0 | FALSE | 0 | FALSE | 0 | FALSE | 0 | FALSE | 0 | FALSE | 0 | FALSE | 0 | FALSE | 0 | FALSE | 0 | FALSE | 0 | FALSE | 0 | FALSE | 0 | FALSE | 0 | FALSE | 0 | FALSE | 0 | FALSE | 0 | FALSE | 0 | FALSE | 0 | FALSE | 0 | FALSE | 0 | FALSE | 0 | FALSE | 0 | FALSE | 0 | FALSE | 0 | FALSE | 0 | FALSE | 0 | FALSE | 0 | FALSE | 0 | FALSE | 0 | TRUE | 750 | FALSE | 0 | FALSE | 0 | FALSE | 0 | FALSE | 0 | FALSE | 0 | FALSE | 0 | FALSE | 0 | FALSE | 0 | FALSE | 0 | FALSE | 0 | FALSE | 0 | FALSE | 0 | FALSE | 0 | FALSE | 0 | FALSE | 0 | FALSE | 0 | FALSE | 0 | FALSE | 0 | FALSE | 0 | FALSE | 0
50 |  | 0 | 1007 | FALSE | 0 | FALSE | 0 | FALSE | 0 | FALSE | 0 | FALSE | 0 | FALSE | 0 | FALSE | 0 | FALSE | 0 | FALSE | 0 | FALSE | 0 | FALSE | 0 | FALSE | 0 | FALSE | 0 | FALSE | 0 | FALSE | 0 | FALSE | 0 | FALSE | 0 | FALSE | 0 | FALSE | 0 | FALSE | 0 | FALSE | 0 | FALSE | 0 | FALSE | 0 | FALSE | 0 | FALSE | 0 | FALSE | 0 | FALSE | 0 | FALSE | 0 | FALSE | 0 | FALSE | 0 | TRUE | 750 | FALSE | 0 | FALSE | 0 | FALSE | 0 | FALSE | 0 | FALSE | 0 | FALSE | 0 | FALSE | 0 | FALSE | 0 | FALSE | 0 | FALSE | 0 | FALSE | 0 | FALSE | 0 | FALSE | 0 | FALSE | 0 | FALSE | 0 | FALSE | 0 | FALSE | 0 | FALSE | 0 | FALSE | 0 | FALSE | 0
50 |  | 0 | 1006 | FALSE | 0 | FALSE | 0 | FALSE | 0 | FALSE | 0 | FALSE | 0 | FALSE | 0 | FALSE | 0 | FALSE | 0 | FALSE | 0 | FALSE | 0 | FALSE | 0 | FALSE | 0 | FALSE | 0 | FALSE | 0 | FALSE | 0 | FALSE | 0 | FALSE | 0 | FALSE | 0 | FALSE | 0 | FALSE | 0 | FALSE | 0 | FALSE | 0 | FALSE | 0 | FALSE | 0 | FALSE | 0 | FALSE | 0 | FALSE | 0 | FALSE | 0 | FALSE | 0 | FALSE | 0 | TRUE | 750 | FALSE | 0 | FALSE | 0 | FALSE | 0 | FALSE | 0 | FALSE | 0 | FALSE | 0 | FALSE | 0 | FALSE | 0 | FALSE | 0 | FALSE | 0 | FALSE | 0 | FALSE | 0 | FALSE | 0 | FALSE | 0 | FALSE | 0 | FALSE | 0 | FALSE | 0 | FALSE | 0 | FALSE | 0 | FALSE | 0
50 |  | 0 | 1005 | FALSE | 0 | FALSE | 0 | FALSE | 0 | FALSE | 0 | FALSE | 0 | FALSE | 0 | FALSE | 0 | FALSE | 0 | FALSE | 0 | FALSE | 0 | FALSE | 0 | FALSE | 0 | FALSE | 0 | FALSE | 0 | FALSE | 0 | FALSE | 0 | FALSE | 0 | FALSE | 0 | FALSE | 0 | FALSE | 0 | FALSE | 0 | FALSE | 0 | FALSE | 0 | FALSE | 0 | FALSE | 0 | FALSE | 0 | FALSE | 0 | FALSE | 0 | FALSE | 0 | FALSE | 0 | TRUE | 750 | FALSE | 0 | FALSE | 0 | FALSE | 0 | FALSE | 0 | FALSE | 0 | FALSE | 0 | FALSE | 0 | FALSE | 0 | FALSE | 0 | FALSE | 0 | FALSE | 0 | FALSE | 0 | FALSE | 0 | FALSE | 0 | FALSE | 0 | FALSE | 0 | FALSE | 0 | FALSE | 0 | FALSE | 0 | FALSE | 0
50 |  | 0 | 1004 | FALSE | 0 | FALSE | 0 | FALSE | 0 | FALSE | 0 | FALSE | 0 | FALSE | 0 | FALSE | 0 | FALSE | 0 | FALSE | 0 | FALSE | 0 | FALSE | 0 | FALSE | 0 | FALSE | 0 | FALSE | 0 | FALSE | 0 | FALSE | 0 | FALSE | 0 | FALSE | 0 | FALSE | 0 | FALSE | 0 | FALSE | 0 | FALSE | 0 | FALSE | 0 | FALSE | 0 | FALSE | 0 | FALSE | 0 | FALSE | 0 | FALSE | 0 | FALSE | 0 | FALSE | 0 | TRUE | 750 | FALSE | 0 | FALSE | 0 | FALSE | 0 | FALSE | 0 | FALSE | 0 | FALSE | 0 | FALSE | 0 | FALSE | 0 | FALSE | 0 | FALSE | 0 | FALSE | 0 | FALSE | 0 | FALSE | 0 | FALSE | 0 | FALSE | 0 | FALSE | 0 | FALSE | 0 | FALSE | 0 | FALSE | 0 | FALSE | 0
50 |  | 0 | 1003 | FALSE | 0 | FALSE | 0 | FALSE | 0 | FALSE | 0 | FALSE | 0 | FALSE | 0 | FALSE | 0 | FALSE | 0 | FALSE | 0 | FALSE | 0 | FALSE | 0 | FALSE | 0 | FALSE | 0 | FALSE | 0 | FALSE | 0 | FALSE | 0 | FALSE | 0 | FALSE | 0 | FALSE | 0 | FALSE | 0 | FALSE | 0 | FALSE | 0 | FALSE | 0 | FALSE | 0 | FALSE | 0 | FALSE | 0 | FALSE | 0 | FALSE | 0 | FALSE | 0 | FALSE | 0 | TRUE | 750 | FALSE | 0 | FALSE | 0 | FALSE | 0 | FALSE | 0 | FALSE | 0 | FALSE | 0 | FALSE | 0 | FALSE | 0 | FALSE | 0 | FALSE | 0 | FALSE | 0 | FALSE | 0 | FALSE | 0 | FALSE | 0 | FALSE | 0 | FALSE | 0 | FALSE | 0 | FALSE | 0 | FALSE | 0 | FALSE | 0
50 |  | 0 | 1002 | FALSE | 0 | FALSE | 0 | FALSE | 0 | FALSE | 0 | FALSE | 0 | FALSE | 0 | FALSE | 0 | FALSE | 0 | FALSE | 0 | FALSE | 0 | FALSE | 0 | FALSE | 0 | FALSE | 0 | FALSE | 0 | FALSE | 0 | FALSE | 0 | FALSE | 0 | FALSE | 0 | FALSE | 0 | FALSE | 0 | FALSE | 0 | FALSE | 0 | FALSE | 0 | FALSE | 0 | FALSE | 0 | FALSE | 0 | FALSE | 0 | FALSE | 0 | FALSE | 0 | FALSE | 0 | TRUE | 750 | FALSE | 0 | FALSE | 0 | FALSE | 0 | FALSE | 0 | FALSE | 0 | FALSE | 0 | FALSE | 0 | FALSE | 0 | FALSE | 0 | FALSE | 0 | FALSE | 0 | FALSE | 0 | FALSE | 0 | FALSE | 0 | FALSE | 0 | FALSE | 0 | FALSE | 0 | FALSE | 0 | FALSE | 0 | FALSE | 0
50 |  | 0 | 1001 | FALSE | 0 | FALSE | 0 | FALSE | 0 | FALSE | 0 | FALSE | 0 | FALSE | 0 | FALSE | 0 | FALSE | 0 | FALSE | 0 | FALSE | 0 | FALSE | 0 | FALSE | 0 | FALSE | 0 | FALSE | 0 | FALSE | 0 | FALSE | 0 | FALSE | 0 | FALSE | 0 | FALSE | 0 | FALSE | 0 | FALSE | 0 | FALSE | 0 | FALSE | 0 | FALSE | 0 | FALSE | 0 | FALSE | 0 | FALSE | 0 | FALSE | 0 | FALSE | 0 | FALSE | 0 | TRUE | 750 | FALSE | 0 | FALSE | 0 | FALSE | 0 | FALSE | 0 | FALSE | 0 | FALSE | 0 | FALSE | 0 | FALSE | 0 | FALSE | 0 | FALSE | 0 | FALSE | 0 | FALSE | 0 | FALSE | 0 | FALSE | 0 | FALSE | 0 | FALSE | 0 | FALSE | 0 | FALSE | 0 | FALSE | 0 | FALSE | 0
50 |  | 0 | 1000 | FALSE | 0 | FALSE | 0 | FALSE | 0 | FALSE | 0 | FALSE | 0 | FALSE | 0 | FALSE | 0 | FALSE | 0 | FALSE | 0 | FALSE | 0 | FALSE | 0 | FALSE | 0 | FALSE | 0 | FALSE | 0 | FALSE | 0 | FALSE | 0 | FALSE | 0 | FALSE | 0 | FALSE | 0 | FALSE | 0 | FALSE | 0 | FALSE | 0 | FALSE | 0 | FALSE | 0 | FALSE | 0 | FALSE | 0 | FALSE | 0 | FALSE | 0 | FALSE | 0 | FALSE | 0 | TRUE | 750 | FALSE | 0 | FALSE | 0 | FALSE | 0 | FALSE | 0 | FALSE | 0 | FALSE | 0 | FALSE | 0 | FALSE | 0 | FALSE | 0 | FALSE | 0 | FALSE | 0 | FALSE | 0 | FALSE | 0 | FALSE | 0 | FALSE | 0 | FALSE | 0 | FALSE | 0 | FALSE | 0 | FALSE | 0 | FALSE | 0
50 |  | 0 | 999 | FALSE | 0 | FALSE | 0 | FALSE | 0 | FALSE | 0 | FALSE | 0 | FALSE | 0 | FALSE | 0 | FALSE | 0 | FALSE | 0 | FALSE | 0 | FALSE | 0 | FALSE | 0 | FALSE | 0 | FALSE | 0 | FALSE | 0 | FALSE | 0 | FALSE | 0 | FALSE | 0 | FALSE | 0 | FALSE | 0 | FALSE | 0 | FALSE | 0 | FALSE | 0 | FALSE | 0 | FALSE | 0 | FALSE | 0 | FALSE | 0 | FALSE | 0 | FALSE | 0 | FALSE | 0 | TRUE | 750 | FALSE | 0 | FALSE | 0 | FALSE | 0 | FALSE | 0 | FALSE | 0 | FALSE | 0 | FALSE | 0 | FALSE | 0 | FALSE | 0 | FALSE | 0 | FALSE | 0 | FALSE | 0 | FALSE | 0 | FALSE | 0 | FALSE | 0 | FALSE | 0 | FALSE | 0 | FALSE | 0 | FALSE | 0 | FALSE | 0
50 |  | 0 | 998 | FALSE | 0 | FALSE | 0 | FALSE | 0 | FALSE | 0 | FALSE | 0 | FALSE | 0 | FALSE | 0 | FALSE | 0 | FALSE | 0 | FALSE | 0 | FALSE | 0 | FALSE | 0 | FALSE | 0 | FALSE | 0 | FALSE | 0 | FALSE | 0 | FALSE | 0 | FALSE | 0 | FALSE | 0 | FALSE | 0 | FALSE | 0 | FALSE | 0 | FALSE | 0 | FALSE | 0 | FALSE | 0 | FALSE | 0 | FALSE | 0 | FALSE | 0 | FALSE | 0 | FALSE | 0 | TRUE | 750 | FALSE | 0 | FALSE | 0 | FALSE | 0 | FALSE | 0 | FALSE | 0 | FALSE | 0 | FALSE | 0 | FALSE | 0 | FALSE | 0 | FALSE | 0 | FALSE | 0 | FALSE | 0 | FALSE | 0 | FALSE | 0 | FALSE | 0 | FALSE | 0 | FALSE | 0 | FALSE | 0 | FALSE | 0 | FALSE | 0
50 |  | 0 | 997 | FALSE | 0 | FALSE | 0 | FALSE | 0 | FALSE | 0 | FALSE | 0 | FALSE | 0 | FALSE | 0 | FALSE | 0 | FALSE | 0 | FALSE | 0 | FALSE | 0 | FALSE | 0 | FALSE | 0 | FALSE | 0 | FALSE | 0 | FALSE | 0 | FALSE | 0 | FALSE | 0 | FALSE | 0 | FALSE | 0 | FALSE | 0 | FALSE | 0 | FALSE | 0 | FALSE | 0 | FALSE | 0 | FALSE | 0 | FALSE | 0 | FALSE | 0 | FALSE | 0 | FALSE | 0 | TRUE | 750 | FALSE | 0 | FALSE | 0 | FALSE | 0 | FALSE | 0 | FALSE | 0 | FALSE | 0 | FALSE | 0 | FALSE | 0 | FALSE | 0 | FALSE | 0 | FALSE | 0 | FALSE | 0 | FALSE | 0 | FALSE | 0 | FALSE | 0 | FALSE | 0 | FALSE | 0 | FALSE | 0 | FALSE | 0 | FALSE | 0
50 |  | 0 | 996 | FALSE | 0 | FALSE | 0 | FALSE | 0 | FALSE | 0 | FALSE | 0 | FALSE | 0 | FALSE | 0 | FALSE | 0 | FALSE | 0 | FALSE | 0 | FALSE | 0 | FALSE | 0 | FALSE | 0 | FALSE | 0 | FALSE | 0 | FALSE | 0 | FALSE | 0 | FALSE | 0 | FALSE | 0 | FALSE | 0 | FALSE | 0 | FALSE | 0 | FALSE | 0 | FALSE | 0 | FALSE | 0 | FALSE | 0 | FALSE | 0 | FALSE | 0 | FALSE | 0 | FALSE | 0 | TRUE | 750 | FALSE | 0 | FALSE | 0 | FALSE | 0 | FALSE | 0 | FALSE | 0 | FALSE | 0 | FALSE | 0 | FALSE | 0 | FALSE | 0 | FALSE | 0 | FALSE | 0 | FALSE | 0 | FALSE | 0 | FALSE | 0 | FALSE | 0 | FALSE | 0 | FALSE | 0 | FALSE | 0 | FALSE | 0 | FALSE | 0
50 |  | 0 | 995 | FALSE | 0 | FALSE | 0 | FALSE | 0 | FALSE | 0 | FALSE | 0 | FALSE | 0 | FALSE | 0 | FALSE | 0 | FALSE | 0 | FALSE | 0 | FALSE | 0 | FALSE | 0 | FALSE | 0 | FALSE | 0 | FALSE | 0 | FALSE | 0 | FALSE | 0 | FALSE | 0 | FALSE | 0 | FALSE | 0 | FALSE | 0 | FALSE | 0 | FALSE | 0 | FALSE | 0 | FALSE | 0 | FALSE | 0 | FALSE | 0 | FALSE | 0 | FALSE | 0 | FALSE | 0 | TRUE | 750 | FALSE | 0 | FALSE | 0 | FALSE | 0 | FALSE | 0 | FALSE | 0 | FALSE | 0 | FALSE | 0 | FALSE | 0 | FALSE | 0 | FALSE | 0 | FALSE | 0 | FALSE | 0 | FALSE | 0 | FALSE | 0 | FALSE | 0 | FALSE | 0 | FALSE | 0 | FALSE | 0 | FALSE | 0 | FALSE | 0
50 |  | 0 | 994 | FALSE | 0 | FALSE | 0 | FALSE | 0 | FALSE | 0 | FALSE | 0 | FALSE | 0 | FALSE | 0 | FALSE | 0 | FALSE | 0 | FALSE | 0 | FALSE | 0 | FALSE | 0 | FALSE | 0 | FALSE | 0 | FALSE | 0 | FALSE | 0 | FALSE | 0 | FALSE | 0 | FALSE | 0 | FALSE | 0 | FALSE | 0 | FALSE | 0 | FALSE | 0 | FALSE | 0 | FALSE | 0 | FALSE | 0 | FALSE | 0 | FALSE | 0 | FALSE | 0 | FALSE | 0 | TRUE | 750 | FALSE | 0 | FALSE | 0 | FALSE | 0 | FALSE | 0 | FALSE | 0 | FALSE | 0 | FALSE | 0 | FALSE | 0 | FALSE | 0 | FALSE | 0 | FALSE | 0 | FALSE | 0 | FALSE | 0 | FALSE | 0 | FALSE | 0 | FALSE | 0 | FALSE | 0 | FALSE | 0 | FALSE | 0 | FALSE | 0
50 |  | 0 | 993 | FALSE | 0 | FALSE | 0 | FALSE | 0 | FALSE | 0 | FALSE | 0 | FALSE | 0 | FALSE | 0 | FALSE | 0 | FALSE | 0 | FALSE | 0 | FALSE | 0 | FALSE | 0 | FALSE | 0 | FALSE | 0 | FALSE | 0 | FALSE | 0 | FALSE | 0 | FALSE | 0 | FALSE | 0 | FALSE | 0 | FALSE | 0 | FALSE | 0 | FALSE | 0 | FALSE | 0 | FALSE | 0 | FALSE | 0 | FALSE | 0 | FALSE | 0 | FALSE | 0 | FALSE | 0 | TRUE | 750 | FALSE | 0 | FALSE | 0 | FALSE | 0 | FALSE | 0 | FALSE | 0 | FALSE | 0 | FALSE | 0 | FALSE | 0 | FALSE | 0 | FALSE | 0 | FALSE | 0 | FALSE | 0 | FALSE | 0 | FALSE | 0 | FALSE | 0 | FALSE | 0 | FALSE | 0 | FALSE | 0 | FALSE | 0 | FALSE | 0
50 |  | 0 | 992 | FALSE | 0 | FALSE | 0 | FALSE | 0 | FALSE | 0 | FALSE | 0 | FALSE | 0 | FALSE | 0 | FALSE | 0 | FALSE | 0 | FALSE | 0 | FALSE | 0 | FALSE | 0 | FALSE | 0 | FALSE | 0 | FALSE | 0 | FALSE | 0 | FALSE | 0 | FALSE | 0 | FALSE | 0 | FALSE | 0 | FALSE | 0 | FALSE | 0 | FALSE | 0 | FALSE | 0 | FALSE | 0 | FALSE | 0 | FALSE | 0 | FALSE | 0 | FALSE | 0 | FALSE | 0 | TRUE | 750 | FALSE | 0 | FALSE | 0 | FALSE | 0 | FALSE | 0 | FALSE | 0 | FALSE | 0 | FALSE | 0 | FALSE | 0 | FALSE | 0 | FALSE | 0 | FALSE | 0 | FALSE | 0 | FALSE | 0 | FALSE | 0 | FALSE | 0 | FALSE | 0 | FALSE | 0 | FALSE | 0 | FALSE | 0 | FALSE | 0
50 |  | 0 | 991 | FALSE | 0 | FALSE | 0 | FALSE | 0 | FALSE | 0 | FALSE | 0 | FALSE | 0 | FALSE | 0 | FALSE | 0 | FALSE | 0 | FALSE | 0 | FALSE | 0 | FALSE | 0 | FALSE | 0 | FALSE | 0 | FALSE | 0 | FALSE | 0 | FALSE | 0 | FALSE | 0 | FALSE | 0 | FALSE | 0 | FALSE | 0 | FALSE | 0 | FALSE | 0 | FALSE | 0 | FALSE | 0 | FALSE | 0 | FALSE | 0 | FALSE | 0 | FALSE | 0 | FALSE | 0 | TRUE | 750 | FALSE | 0 | FALSE | 0 | FALSE | 0 | FALSE | 0 | FALSE | 0 | FALSE | 0 | FALSE | 0 | FALSE | 0 | FALSE | 0 | FALSE | 0 | FALSE | 0 | FALSE | 0 | FALSE | 0 | FALSE | 0 | FALSE | 0 | FALSE | 0 | FALSE | 0 | FALSE | 0 | FALSE | 0 | FALSE | 0
50 |  | 0 | 990 | FALSE | 0 | FALSE | 0 | FALSE | 0 | FALSE | 0 | FALSE | 0 | FALSE | 0 | FALSE | 0 | FALSE | 0 | FALSE | 0 | FALSE | 0 | FALSE | 0 | FALSE | 0 | FALSE | 0 | FALSE | 0 | FALSE | 0 | FALSE | 0 | FALSE | 0 | FALSE | 0 | FALSE | 0 | FALSE | 0 | FALSE | 0 | FALSE | 0 | FALSE | 0 | FALSE | 0 | FALSE | 0 | FALSE | 0 | FALSE | 0 | FALSE | 0 | FALSE | 0 | FALSE | 0 | TRUE | 750 | FALSE | 0 | FALSE | 0 | FALSE | 0 | FALSE | 0 | FALSE | 0 | FALSE | 0 | FALSE | 0 | FALSE | 0 | FALSE | 0 | FALSE | 0 | FALSE | 0 | FALSE | 0 | FALSE | 0 | FALSE | 0 | FALSE | 0 | FALSE | 0 | FALSE | 0 | FALSE | 0 | FALSE | 0 | FALSE | 0
50 |  | 0 | 989 | FALSE | 0 | FALSE | 0 | FALSE | 0 | FALSE | 0 | FALSE | 0 | FALSE | 0 | FALSE | 0 | FALSE | 0 | FALSE | 0 | FALSE | 0 | FALSE | 0 | FALSE | 0 | FALSE | 0 | FALSE | 0 | FALSE | 0 | FALSE | 0 | FALSE | 0 | FALSE | 0 | FALSE | 0 | FALSE | 0 | FALSE | 0 | FALSE | 0 | FALSE | 0 | FALSE | 0 | FALSE | 0 | FALSE | 0 | FALSE | 0 | FALSE | 0 | FALSE | 0 | FALSE | 0 | TRUE | 750 | FALSE | 0 | FALSE | 0 | FALSE | 0 | FALSE | 0 | FALSE | 0 | FALSE | 0 | FALSE | 0 | FALSE | 0 | FALSE | 0 | FALSE | 0 | FALSE | 0 | FALSE | 0 | FALSE | 0 | FALSE | 0 | FALSE | 0 | FALSE | 0 | FALSE | 0 | FALSE | 0 | FALSE | 0 | FALSE | 0
50 |  | 0 | 988 | FALSE | 0 | FALSE | 0 | FALSE | 0 | FALSE | 0 | FALSE | 0 | FALSE | 0 | FALSE | 0 | FALSE | 0 | FALSE | 0 | FALSE | 0 | FALSE | 0 | FALSE | 0 | FALSE | 0 | FALSE | 0 | FALSE | 0 | FALSE | 0 | FALSE | 0 | FALSE | 0 | FALSE | 0 | FALSE | 0 | FALSE | 0 | FALSE | 0 | FALSE | 0 | FALSE | 0 | FALSE | 0 | FALSE | 0 | FALSE | 0 | FALSE | 0 | FALSE | 0 | FALSE | 0 | TRUE | 750 | FALSE | 0 | FALSE | 0 | FALSE | 0 | FALSE | 0 | FALSE | 0 | FALSE | 0 | FALSE | 0 | FALSE | 0 | FALSE | 0 | FALSE | 0 | FALSE | 0 | FALSE | 0 | FALSE | 0 | FALSE | 0 | FALSE | 0 | FALSE | 0 | FALSE | 0 | FALSE | 0 | FALSE | 0 | FALSE | 0
50 |  | 0 | 987 | FALSE | 0 | FALSE | 0 | FALSE | 0 | FALSE | 0 | FALSE | 0 | FALSE | 0 | FALSE | 0 | FALSE | 0 | FALSE | 0 | FALSE | 0 | FALSE | 0 | FALSE | 0 | FALSE | 0 | FALSE | 0 | FALSE | 0 | FALSE | 0 | FALSE | 0 | FALSE | 0 | FALSE | 0 | FALSE | 0 | FALSE | 0 | FALSE | 0 | FALSE | 0 | FALSE | 0 | FALSE | 0 | FALSE | 0 | FALSE | 0 | FALSE | 0 | FALSE | 0 | FALSE | 0 | TRUE | 750 | FALSE | 0 | FALSE | 0 | FALSE | 0 | FALSE | 0 | FALSE | 0 | FALSE | 0 | FALSE | 0 | FALSE | 0 | FALSE | 0 | FALSE | 0 | FALSE | 0 | FALSE | 0 | FALSE | 0 | FALSE | 0 | FALSE | 0 | FALSE | 0 | FALSE | 0 | FALSE | 0 | FALSE | 0 | FALSE | 0
50 |  | 0 | 986 | FALSE | 0 | FALSE | 0 | FALSE | 0 | FALSE | 0 | FALSE | 0 | FALSE | 0 | FALSE | 0 | FALSE | 0 | FALSE | 0 | FALSE | 0 | FALSE | 0 | FALSE | 0 | FALSE | 0 | FALSE | 0 | FALSE | 0 | FALSE | 0 | FALSE | 0 | FALSE | 0 | FALSE | 0 | FALSE | 0 | FALSE | 0 | FALSE | 0 | FALSE | 0 | FALSE | 0 | FALSE | 0 | FALSE | 0 | FALSE | 0 | FALSE | 0 | FALSE | 0 | FALSE | 0 | TRUE | 750 | FALSE | 0 | FALSE | 0 | FALSE | 0 | FALSE | 0 | FALSE | 0 | FALSE | 0 | FALSE | 0 | FALSE | 0 | FALSE | 0 | FALSE | 0 | FALSE | 0 | FALSE | 0 | FALSE | 0 | FALSE | 0 | FALSE | 0 | FALSE | 0 | FALSE | 0 | FALSE | 0 | FALSE | 0 | FALSE | 0
50 |  | 0 | 985 | FALSE | 0 | FALSE | 0 | FALSE | 0 | FALSE | 0 | FALSE | 0 | FALSE | 0 | FALSE | 0 | FALSE | 0 | FALSE | 0 | FALSE | 0 | FALSE | 0 | FALSE | 0 | FALSE | 0 | FALSE | 0 | FALSE | 0 | FALSE | 0 | FALSE | 0 | FALSE | 0 | FALSE | 0 | FALSE | 0 | FALSE | 0 | FALSE | 0 | FALSE | 0 | FALSE | 0 | FALSE | 0 | FALSE | 0 | FALSE | 0 | FALSE | 0 | FALSE | 0 | FALSE | 0 | TRUE | 750 | FALSE | 0 | FALSE | 0 | FALSE | 0 | FALSE | 0 | FALSE | 0 | FALSE | 0 | FALSE | 0 | FALSE | 0 | FALSE | 0 | FALSE | 0 | FALSE | 0 | FALSE | 0 | FALSE | 0 | FALSE | 0 | FALSE | 0 | FALSE | 0 | FALSE | 0 | FALSE | 0 | FALSE | 0 | FALSE | 0
50 |  | 0 | 984 | FALSE | 0 | FALSE | 0 | FALSE | 0 | FALSE | 0 | FALSE | 0 | FALSE | 0 | FALSE | 0 | FALSE | 0 | FALSE | 0 | FALSE | 0 | FALSE | 0 | FALSE | 0 | FALSE | 0 | FALSE | 0 | FALSE | 0 | FALSE | 0 | FALSE | 0 | FALSE | 0 | FALSE | 0 | FALSE | 0 | FALSE | 0 | FALSE | 0 | FALSE | 0 | FALSE | 0 | FALSE | 0 | FALSE | 0 | FALSE | 0 | FALSE | 0 | FALSE | 0 | FALSE | 0 | TRUE | 750 | FALSE | 0 | FALSE | 0 | FALSE | 0 | FALSE | 0 | FALSE | 0 | FALSE | 0 | FALSE | 0 | FALSE | 0 | FALSE | 0 | FALSE | 0 | FALSE | 0 | FALSE | 0 | FALSE | 0 | FALSE | 0 | FALSE | 0 | FALSE | 0 | FALSE | 0 | FALSE | 0 | FALSE | 0 | FALSE | 0
50 |  | 0 | 983 | FALSE | 0 | FALSE | 0 | FALSE | 0 | FALSE | 0 | FALSE | 0 | FALSE | 0 | FALSE | 0 | FALSE | 0 | FALSE | 0 | FALSE | 0 | FALSE | 0 | FALSE | 0 | FALSE | 0 | FALSE | 0 | FALSE | 0 | FALSE | 0 | FALSE | 0 | FALSE | 0 | FALSE | 0 | FALSE | 0 | FALSE | 0 | FALSE | 0 | FALSE | 0 | FALSE | 0 | FALSE | 0 | FALSE | 0 | FALSE | 0 | FALSE | 0 | FALSE | 0 | FALSE | 0 | TRUE | 750 | FALSE | 0 | FALSE | 0 | FALSE | 0 | FALSE | 0 | FALSE | 0 | FALSE | 0 | FALSE | 0 | FALSE | 0 | FALSE | 0 | FALSE | 0 | FALSE | 0 | FALSE | 0 | FALSE | 0 | FALSE | 0 | FALSE | 0 | FALSE | 0 | FALSE | 0 | FALSE | 0 | FALSE | 0 | FALSE | 0
50 |  | 0 | 982 | FALSE | 0 | FALSE | 0 | FALSE | 0 | FALSE | 0 | FALSE | 0 | FALSE | 0 | FALSE | 0 | FALSE | 0 | FALSE | 0 | FALSE | 0 | FALSE | 0 | FALSE | 0 | FALSE | 0 | FALSE | 0 | FALSE | 0 | FALSE | 0 | FALSE | 0 | FALSE | 0 | FALSE | 0 | FALSE | 0 | FALSE | 0 | FALSE | 0 | FALSE | 0 | FALSE | 0 | FALSE | 0 | FALSE | 0 | FALSE | 0 | FALSE | 0 | FALSE | 0 | FALSE | 0 | TRUE | 750 | FALSE | 0 | FALSE | 0 | FALSE | 0 | FALSE | 0 | FALSE | 0 | FALSE | 0 | FALSE | 0 | FALSE | 0 | FALSE | 0 | FALSE | 0 | FALSE | 0 | FALSE | 0 | FALSE | 0 | FALSE | 0 | FALSE | 0 | FALSE | 0 | FALSE | 0 | FALSE | 0 | FALSE | 0 | FALSE | 0
50 |  | 0 | 981 | FALSE | 0 | FALSE | 0 | FALSE | 0 | FALSE | 0 | FALSE | 0 | FALSE | 0 | FALSE | 0 | FALSE | 0 | FALSE | 0 | FALSE | 0 | FALSE | 0 | FALSE | 0 | FALSE | 0 | FALSE | 0 | FALSE | 0 | FALSE | 0 | FALSE | 0 | FALSE | 0 | FALSE | 0 | FALSE | 0 | FALSE | 0 | FALSE | 0 | FALSE | 0 | FALSE | 0 | FALSE | 0 | FALSE | 0 | FALSE | 0 | FALSE | 0 | FALSE | 0 | FALSE | 0 | TRUE | 750 | FALSE | 0 | FALSE | 0 | FALSE | 0 | FALSE | 0 | FALSE | 0 | FALSE | 0 | FALSE | 0 | FALSE | 0 | FALSE | 0 | FALSE | 0 | FALSE | 0 | FALSE | 0 | FALSE | 0 | FALSE | 0 | FALSE | 0 | FALSE | 0 | FALSE | 0 | FALSE | 0 | FALSE | 0 | FALSE | 0
50 |  | 0 | 980 | FALSE | 0 | FALSE | 0 | FALSE | 0 | FALSE | 0 | FALSE | 0 | FALSE | 0 | FALSE | 0 | FALSE | 0 | FALSE | 0 | FALSE | 0 | FALSE | 0 | FALSE | 0 | FALSE | 0 | FALSE | 0 | FALSE | 0 | FALSE | 0 | FALSE | 0 | FALSE | 0 | FALSE | 0 | FALSE | 0 | FALSE | 0 | FALSE | 0 | FALSE | 0 | FALSE | 0 | FALSE | 0 | FALSE | 0 | FALSE | 0 | FALSE | 0 | FALSE | 0 | FALSE | 0 | TRUE | 750 | FALSE | 0 | FALSE | 0 | FALSE | 0 | FALSE | 0 | FALSE | 0 | FALSE | 0 | FALSE | 0 | FALSE | 0 | FALSE | 0 | FALSE | 0 | FALSE | 0 | FALSE | 0 | FALSE | 0 | FALSE | 0 | FALSE | 0 | FALSE | 0 | FALSE | 0 | FALSE | 0 | FALSE | 0 | FALSE | 0
50 |  | 0 | 979 | FALSE | 0 | FALSE | 0 | FALSE | 0 | FALSE | 0 | FALSE | 0 | FALSE | 0 | FALSE | 0 | FALSE | 0 | FALSE | 0 | FALSE | 0 | FALSE | 0 | FALSE | 0 | FALSE | 0 | FALSE | 0 | FALSE | 0 | FALSE | 0 | FALSE | 0 | FALSE | 0 | FALSE | 0 | FALSE | 0 | FALSE | 0 | FALSE | 0 | FALSE | 0 | FALSE | 0 | FALSE | 0 | FALSE | 0 | FALSE | 0 | FALSE | 0 | FALSE | 0 | FALSE | 0 | TRUE | 750 | FALSE | 0 | FALSE | 0 | FALSE | 0 | FALSE | 0 | FALSE | 0 | FALSE | 0 | FALSE | 0 | FALSE | 0 | FALSE | 0 | FALSE | 0 | FALSE | 0 | FALSE | 0 | FALSE | 0 | FALSE | 0 | FALSE | 0 | FALSE | 0 | FALSE | 0 | FALSE | 0 | FALSE | 0 | FALSE | 0
50 |  | 0 | 978 | FALSE | 0 | FALSE | 0 | FALSE | 0 | FALSE | 0 | FALSE | 0 | FALSE | 0 | FALSE | 0 | FALSE | 0 | FALSE | 0 | FALSE | 0 | FALSE | 0 | FALSE | 0 | FALSE | 0 | FALSE | 0 | FALSE | 0 | FALSE | 0 | FALSE | 0 | FALSE | 0 | FALSE | 0 | FALSE | 0 | FALSE | 0 | FALSE | 0 | FALSE | 0 | FALSE | 0 | FALSE | 0 | FALSE | 0 | FALSE | 0 | FALSE | 0 | FALSE | 0 | FALSE | 0 | TRUE | 750 | FALSE | 0 | FALSE | 0 | FALSE | 0 | FALSE | 0 | FALSE | 0 | FALSE | 0 | FALSE | 0 | FALSE | 0 | FALSE | 0 | FALSE | 0 | FALSE | 0 | FALSE | 0 | FALSE | 0 | FALSE | 0 | FALSE | 0 | FALSE | 0 | FALSE | 0 | FALSE | 0 | FALSE | 0 | FALSE | 0
50 |  | 0 | 977 | FALSE | 0 | FALSE | 0 | FALSE | 0 | FALSE | 0 | FALSE | 0 | FALSE | 0 | FALSE | 0 | FALSE | 0 | FALSE | 0 | FALSE | 0 | FALSE | 0 | FALSE | 0 | FALSE | 0 | FALSE | 0 | FALSE | 0 | FALSE | 0 | FALSE | 0 | FALSE | 0 | FALSE | 0 | FALSE | 0 | FALSE | 0 | FALSE | 0 | FALSE | 0 | FALSE | 0 | FALSE | 0 | FALSE | 0 | FALSE | 0 | FALSE | 0 | FALSE | 0 | FALSE | 0 | TRUE | 750 | FALSE | 0 | FALSE | 0 | FALSE | 0 | FALSE | 0 | FALSE | 0 | FALSE | 0 | FALSE | 0 | FALSE | 0 | FALSE | 0 | FALSE | 0 | FALSE | 0 | FALSE | 0 | FALSE | 0 | FALSE | 0 | FALSE | 0 | FALSE | 0 | FALSE | 0 | FALSE | 0 | FALSE | 0 | FALSE | 0
50 |  | 0 | 976 | FALSE | 0 | FALSE | 0 | FALSE | 0 | FALSE | 0 | FALSE | 0 | FALSE | 0 | FALSE | 0 | FALSE | 0 | FALSE | 0 | FALSE | 0 | FALSE | 0 | FALSE | 0 | FALSE | 0 | FALSE | 0 | FALSE | 0 | FALSE | 0 | FALSE | 0 | FALSE | 0 | FALSE | 0 | FALSE | 0 | FALSE | 0 | FALSE | 0 | FALSE | 0 | FALSE | 0 | FALSE | 0 | FALSE | 0 | FALSE | 0 | FALSE | 0 | FALSE | 0 | FALSE | 0 | TRUE | 750 | FALSE | 0 | FALSE | 0 | FALSE | 0 | FALSE | 0 | FALSE | 0 | FALSE | 0 | FALSE | 0 | FALSE | 0 | FALSE | 0 | FALSE | 0 | FALSE | 0 | FALSE | 0 | FALSE | 0 | FALSE | 0 | FALSE | 0 | FALSE | 0 | FALSE | 0 | FALSE | 0 | FALSE | 0 | FALSE | 0
50 |  | 0 | 975 | FALSE | 0 | FALSE | 0 | FALSE | 0 | FALSE | 0 | FALSE | 0 | FALSE | 0 | FALSE | 0 | FALSE | 0 | FALSE | 0 | FALSE | 0 | FALSE | 0 | FALSE | 0 | FALSE | 0 | FALSE | 0 | FALSE | 0 | FALSE | 0 | FALSE | 0 | FALSE | 0 | FALSE | 0 | FALSE | 0 | FALSE | 0 | FALSE | 0 | FALSE | 0 | FALSE | 0 | FALSE | 0 | FALSE | 0 | FALSE | 0 | FALSE | 0 | FALSE | 0 | FALSE | 0 | TRUE | 750 | FALSE | 0 | FALSE | 0 | FALSE | 0 | FALSE | 0 | FALSE | 0 | FALSE | 0 | FALSE | 0 | FALSE | 0 | FALSE | 0 | FALSE | 0 | FALSE | 0 | FALSE | 0 | FALSE | 0 | FALSE | 0 | FALSE | 0 | FALSE | 0 | FALSE | 0 | FALSE | 0 | FALSE | 0 | FALSE | 0
50 |  | 0 | 974 | FALSE | 0 | FALSE | 0 | FALSE | 0 | FALSE | 0 | FALSE | 0 | FALSE | 0 | FALSE | 0 | FALSE | 0 | FALSE | 0 | FALSE | 0 | FALSE | 0 | FALSE | 0 | FALSE | 0 | FALSE | 0 | FALSE | 0 | FALSE | 0 | FALSE | 0 | FALSE | 0 | FALSE | 0 | FALSE | 0 | FALSE | 0 | FALSE | 0 | FALSE | 0 | FALSE | 0 | FALSE | 0 | FALSE | 0 | FALSE | 0 | FALSE | 0 | FALSE | 0 | FALSE | 0 | TRUE | 750 | FALSE | 0 | FALSE | 0 | FALSE | 0 | FALSE | 0 | FALSE | 0 | FALSE | 0 | FALSE | 0 | FALSE | 0 | FALSE | 0 | FALSE | 0 | FALSE | 0 | FALSE | 0 | FALSE | 0 | FALSE | 0 | FALSE | 0 | FALSE | 0 | FALSE | 0 | FALSE | 0 | FALSE | 0 | FALSE | 0
50 |  | 0 | 973 | FALSE | 0 | FALSE | 0 | FALSE | 0 | FALSE | 0 | FALSE | 0 | FALSE | 0 | FALSE | 0 | FALSE | 0 | FALSE | 0 | FALSE | 0 | FALSE | 0 | FALSE | 0 | FALSE | 0 | FALSE | 0 | FALSE | 0 | FALSE | 0 | FALSE | 0 | FALSE | 0 | FALSE | 0 | FALSE | 0 | FALSE | 0 | FALSE | 0 | FALSE | 0 | FALSE | 0 | FALSE | 0 | FALSE | 0 | FALSE | 0 | FALSE | 0 | FALSE | 0 | FALSE | 0 | TRUE | 750 | FALSE | 0 | FALSE | 0 | FALSE | 0 | FALSE | 0 | FALSE | 0 | FALSE | 0 | FALSE | 0 | FALSE | 0 | FALSE | 0 | FALSE | 0 | FALSE | 0 | FALSE | 0 | FALSE | 0 | FALSE | 0 | FALSE | 0 | FALSE | 0 | FALSE | 0 | FALSE | 0 | FALSE | 0 | FALSE | 0
50 |  | 0 | 972 | FALSE | 0 | FALSE | 0 | FALSE | 0 | FALSE | 0 | FALSE | 0 | FALSE | 0 | FALSE | 0 | FALSE | 0 | FALSE | 0 | FALSE | 0 | FALSE | 0 | FALSE | 0 | FALSE | 0 | FALSE | 0 | FALSE | 0 | FALSE | 0 | FALSE | 0 | FALSE | 0 | FALSE | 0 | FALSE | 0 | FALSE | 0 | FALSE | 0 | FALSE | 0 | FALSE | 0 | FALSE | 0 | FALSE | 0 | FALSE | 0 | FALSE | 0 | FALSE | 0 | FALSE | 0 | TRUE | 750 | FALSE | 0 | FALSE | 0 | FALSE | 0 | FALSE | 0 | FALSE | 0 | FALSE | 0 | FALSE | 0 | FALSE | 0 | FALSE | 0 | FALSE | 0 | FALSE | 0 | FALSE | 0 | FALSE | 0 | FALSE | 0 | FALSE | 0 | FALSE | 0 | FALSE | 0 | FALSE | 0 | FALSE | 0 | FALSE | 0
50 |  | 0 | 971 | FALSE | 0 | FALSE | 0 | FALSE | 0 | FALSE | 0 | FALSE | 0 | FALSE | 0 | FALSE | 0 | FALSE | 0 | FALSE | 0 | FALSE | 0 | FALSE | 0 | FALSE | 0 | FALSE | 0 | FALSE | 0 | FALSE | 0 | FALSE | 0 | FALSE | 0 | FALSE | 0 | FALSE | 0 | FALSE | 0 | FALSE | 0 | FALSE | 0 | FALSE | 0 | FALSE | 0 | FALSE | 0 | FALSE | 0 | FALSE | 0 | FALSE | 0 | FALSE | 0 | FALSE | 0 | TRUE | 750 | FALSE | 0 | FALSE | 0 | FALSE | 0 | FALSE | 0 | FALSE | 0 | FALSE | 0 | FALSE | 0 | FALSE | 0 | FALSE | 0 | FALSE | 0 | FALSE | 0 | FALSE | 0 | FALSE | 0 | FALSE | 0 | FALSE | 0 | FALSE | 0 | FALSE | 0 | FALSE | 0 | FALSE | 0 | FALSE | 0
50 |  | 0 | 970 | FALSE | 0 | FALSE | 0 | FALSE | 0 | FALSE | 0 | FALSE | 0 | FALSE | 0 | FALSE | 0 | FALSE | 0 | FALSE | 0 | FALSE | 0 | FALSE | 0 | FALSE | 0 | FALSE | 0 | FALSE | 0 | FALSE | 0 | FALSE | 0 | FALSE | 0 | FALSE | 0 | FALSE | 0 | FALSE | 0 | FALSE | 0 | FALSE | 0 | FALSE | 0 | FALSE | 0 | FALSE | 0 | FALSE | 0 | FALSE | 0 | FALSE | 0 | FALSE | 0 | FALSE | 0 | TRUE | 750 | FALSE | 0 | FALSE | 0 | FALSE | 0 | FALSE | 0 | FALSE | 0 | FALSE | 0 | FALSE | 0 | FALSE | 0 | FALSE | 0 | FALSE | 0 | FALSE | 0 | FALSE | 0 | FALSE | 0 | FALSE | 0 | FALSE | 0 | FALSE | 0 | FALSE | 0 | FALSE | 0 | FALSE | 0 | FALSE | 0
50 |  | 0 | 969 | FALSE | 0 | FALSE | 0 | FALSE | 0 | FALSE | 0 | FALSE | 0 | FALSE | 0 | FALSE | 0 | FALSE | 0 | FALSE | 0 | FALSE | 0 | FALSE | 0 | FALSE | 0 | FALSE | 0 | FALSE | 0 | FALSE | 0 | FALSE | 0 | FALSE | 0 | FALSE | 0 | FALSE | 0 | FALSE | 0 | FALSE | 0 | FALSE | 0 | FALSE | 0 | FALSE | 0 | FALSE | 0 | FALSE | 0 | FALSE | 0 | FALSE | 0 | FALSE | 0 | FALSE | 0 | TRUE | 750 | FALSE | 0 | FALSE | 0 | FALSE | 0 | FALSE | 0 | FALSE | 0 | FALSE | 0 | FALSE | 0 | FALSE | 0 | FALSE | 0 | FALSE | 0 | FALSE | 0 | FALSE | 0 | FALSE | 0 | FALSE | 0 | FALSE | 0 | FALSE | 0 | FALSE | 0 | FALSE | 0 | FALSE | 0 | FALSE | 0
50 |  | 0 | 968 | FALSE | 0 | FALSE | 0 | FALSE | 0 | FALSE | 0 | FALSE | 0 | FALSE | 0 | FALSE | 0 | FALSE | 0 | FALSE | 0 | FALSE | 0 | FALSE | 0 | FALSE | 0 | FALSE | 0 | FALSE | 0 | FALSE | 0 | FALSE | 0 | FALSE | 0 | FALSE | 0 | FALSE | 0 | FALSE | 0 | FALSE | 0 | FALSE | 0 | FALSE | 0 | FALSE | 0 | FALSE | 0 | FALSE | 0 | FALSE | 0 | FALSE | 0 | FALSE | 0 | FALSE | 0 | TRUE | 750 | FALSE | 0 | FALSE | 0 | FALSE | 0 | FALSE | 0 | FALSE | 0 | FALSE | 0 | FALSE | 0 | FALSE | 0 | FALSE | 0 | FALSE | 0 | FALSE | 0 | FALSE | 0 | FALSE | 0 | FALSE | 0 | FALSE | 0 | FALSE | 0 | FALSE | 0 | FALSE | 0 | FALSE | 0 | FALSE | 0
50 |  | 0 | 967 | FALSE | 0 | FALSE | 0 | FALSE | 0 | FALSE | 0 | FALSE | 0 | FALSE | 0 | FALSE | 0 | FALSE | 0 | FALSE | 0 | FALSE | 0 | FALSE | 0 | FALSE | 0 | FALSE | 0 | FALSE | 0 | FALSE | 0 | FALSE | 0 | FALSE | 0 | FALSE | 0 | FALSE | 0 | FALSE | 0 | FALSE | 0 | FALSE | 0 | FALSE | 0 | FALSE | 0 | FALSE | 0 | FALSE | 0 | FALSE | 0 | FALSE | 0 | FALSE | 0 | FALSE | 0 | TRUE | 750 | FALSE | 0 | FALSE | 0 | FALSE | 0 | FALSE | 0 | FALSE | 0 | FALSE | 0 | FALSE | 0 | FALSE | 0 | FALSE | 0 | FALSE | 0 | FALSE | 0 | FALSE | 0 | FALSE | 0 | FALSE | 0 | FALSE | 0 | FALSE | 0 | FALSE | 0 | FALSE | 0 | FALSE | 0 | FALSE | 0
50 |  | 0 | 966 | FALSE | 0 | FALSE | 0 | FALSE | 0 | FALSE | 0 | FALSE | 0 | FALSE | 0 | FALSE | 0 | FALSE | 0 | FALSE | 0 | FALSE | 0 | FALSE | 0 | FALSE | 0 | FALSE | 0 | FALSE | 0 | FALSE | 0 | FALSE | 0 | FALSE | 0 | FALSE | 0 | FALSE | 0 | FALSE | 0 | FALSE | 0 | FALSE | 0 | FALSE | 0 | FALSE | 0 | FALSE | 0 | FALSE | 0 | FALSE | 0 | FALSE | 0 | FALSE | 0 | FALSE | 0 | TRUE | 750 | FALSE | 0 | FALSE | 0 | FALSE | 0 | FALSE | 0 | FALSE | 0 | FALSE | 0 | FALSE | 0 | FALSE | 0 | FALSE | 0 | FALSE | 0 | FALSE | 0 | FALSE | 0 | FALSE | 0 | FALSE | 0 | FALSE | 0 | FALSE | 0 | FALSE | 0 | FALSE | 0 | FALSE | 0 | FALSE | 0
50 |  | 0 | 965 | FALSE | 0 | FALSE | 0 | FALSE | 0 | FALSE | 0 | FALSE | 0 | FALSE | 0 | FALSE | 0 | FALSE | 0 | FALSE | 0 | FALSE | 0 | FALSE | 0 | FALSE | 0 | FALSE | 0 | FALSE | 0 | FALSE | 0 | FALSE | 0 | FALSE | 0 | FALSE | 0 | FALSE | 0 | FALSE | 0 | FALSE | 0 | FALSE | 0 | FALSE | 0 | FALSE | 0 | FALSE | 0 | FALSE | 0 | FALSE | 0 | FALSE | 0 | FALSE | 0 | FALSE | 0 | TRUE | 750 | FALSE | 0 | FALSE | 0 | FALSE | 0 | FALSE | 0 | FALSE | 0 | FALSE | 0 | FALSE | 0 | FALSE | 0 | FALSE | 0 | FALSE | 0 | FALSE | 0 | FALSE | 0 | FALSE | 0 | FALSE | 0 | FALSE | 0 | FALSE | 0 | FALSE | 0 | FALSE | 0 | FALSE | 0 | FALSE | 0
50 |  | 0 | 964 | FALSE | 0 | FALSE | 0 | FALSE | 0 | FALSE | 0 | FALSE | 0 | FALSE | 0 | FALSE | 0 | FALSE | 0 | FALSE | 0 | FALSE | 0 | FALSE | 0 | FALSE | 0 | FALSE | 0 | FALSE | 0 | FALSE | 0 | FALSE | 0 | FALSE | 0 | FALSE | 0 | FALSE | 0 | FALSE | 0 | FALSE | 0 | FALSE | 0 | FALSE | 0 | FALSE | 0 | FALSE | 0 | FALSE | 0 | FALSE | 0 | FALSE | 0 | FALSE | 0 | FALSE | 0 | TRUE | 750 | FALSE | 0 | FALSE | 0 | FALSE | 0 | FALSE | 0 | FALSE | 0 | FALSE | 0 | FALSE | 0 | FALSE | 0 | FALSE | 0 | FALSE | 0 | FALSE | 0 | FALSE | 0 | FALSE | 0 | FALSE | 0 | FALSE | 0 | FALSE | 0 | FALSE | 0 | FALSE | 0 | FALSE | 0 | FALSE | 0
50 |  | 0 | 963 | FALSE | 0 | FALSE | 0 | FALSE | 0 | FALSE | 0 | FALSE | 0 | FALSE | 0 | FALSE | 0 | FALSE | 0 | FALSE | 0 | FALSE | 0 | FALSE | 0 | FALSE | 0 | FALSE | 0 | FALSE | 0 | FALSE | 0 | FALSE | 0 | FALSE | 0 | FALSE | 0 | FALSE | 0 | FALSE | 0 | FALSE | 0 | FALSE | 0 | FALSE | 0 | FALSE | 0 | FALSE | 0 | FALSE | 0 | FALSE | 0 | FALSE | 0 | FALSE | 0 | FALSE | 0 | TRUE | 750 | FALSE | 0 | FALSE | 0 | FALSE | 0 | FALSE | 0 | FALSE | 0 | FALSE | 0 | FALSE | 0 | FALSE | 0 | FALSE | 0 | FALSE | 0 | FALSE | 0 | FALSE | 0 | FALSE | 0 | FALSE | 0 | FALSE | 0 | FALSE | 0 | FALSE | 0 | FALSE | 0 | FALSE | 0 | FALSE | 0
50 |  | 0 | 962 | FALSE | 0 | FALSE | 0 | FALSE | 0 | FALSE | 0 | FALSE | 0 | FALSE | 0 | FALSE | 0 | FALSE | 0 | FALSE | 0 | FALSE | 0 | FALSE | 0 | FALSE | 0 | FALSE | 0 | FALSE | 0 | FALSE | 0 | FALSE | 0 | FALSE | 0 | FALSE | 0 | FALSE | 0 | FALSE | 0 | FALSE | 0 | FALSE | 0 | FALSE | 0 | FALSE | 0 | FALSE | 0 | FALSE | 0 | FALSE | 0 | FALSE | 0 | FALSE | 0 | FALSE | 0 | TRUE | 750 | FALSE | 0 | FALSE | 0 | FALSE | 0 | FALSE | 0 | FALSE | 0 | FALSE | 0 | FALSE | 0 | FALSE | 0 | FALSE | 0 | FALSE | 0 | FALSE | 0 | FALSE | 0 | FALSE | 0 | FALSE | 0 | FALSE | 0 | FALSE | 0 | FALSE | 0 | FALSE | 0 | FALSE | 0 | FALSE | 0
50 |  | 0 | 961 | FALSE | 0 | FALSE | 0 | FALSE | 0 | FALSE | 0 | FALSE | 0 | FALSE | 0 | FALSE | 0 | FALSE | 0 | FALSE | 0 | FALSE | 0 | FALSE | 0 | FALSE | 0 | FALSE | 0 | FALSE | 0 | FALSE | 0 | FALSE | 0 | FALSE | 0 | FALSE | 0 | FALSE | 0 | FALSE | 0 | FALSE | 0 | FALSE | 0 | FALSE | 0 | FALSE | 0 | FALSE | 0 | FALSE | 0 | FALSE | 0 | FALSE | 0 | FALSE | 0 | FALSE | 0 | TRUE | 750 | FALSE | 0 | FALSE | 0 | FALSE | 0 | FALSE | 0 | FALSE | 0 | FALSE | 0 | FALSE | 0 | FALSE | 0 | FALSE | 0 | FALSE | 0 | FALSE | 0 | FALSE | 0 | FALSE | 0 | FALSE | 0 | FALSE | 0 | FALSE | 0 | FALSE | 0 | FALSE | 0 | FALSE | 0 | FALSE | 0
50 |  | 0 | 960 | FALSE | 0 | FALSE | 0 | FALSE | 0 | FALSE | 0 | FALSE | 0 | FALSE | 0 | FALSE | 0 | FALSE | 0 | FALSE | 0 | FALSE | 0 | FALSE | 0 | FALSE | 0 | FALSE | 0 | FALSE | 0 | FALSE | 0 | FALSE | 0 | FALSE | 0 | FALSE | 0 | FALSE | 0 | FALSE | 0 | FALSE | 0 | FALSE | 0 | FALSE | 0 | FALSE | 0 | FALSE | 0 | FALSE | 0 | FALSE | 0 | FALSE | 0 | FALSE | 0 | FALSE | 0 | TRUE | 750 | FALSE | 0 | FALSE | 0 | FALSE | 0 | FALSE | 0 | FALSE | 0 | FALSE | 0 | FALSE | 0 | FALSE | 0 | FALSE | 0 | FALSE | 0 | FALSE | 0 | FALSE | 0 | FALSE | 0 | FALSE | 0 | FALSE | 0 | FALSE | 0 | FALSE | 0 | FALSE | 0 | FALSE | 0 | FALSE | 0
50 |  | 0 | 959 | FALSE | 0 | FALSE | 0 | FALSE | 0 | FALSE | 0 | FALSE | 0 | FALSE | 0 | FALSE | 0 | FALSE | 0 | FALSE | 0 | FALSE | 0 | FALSE | 0 | FALSE | 0 | FALSE | 0 | FALSE | 0 | FALSE | 0 | FALSE | 0 | FALSE | 0 | FALSE | 0 | FALSE | 0 | FALSE | 0 | FALSE | 0 | FALSE | 0 | FALSE | 0 | FALSE | 0 | FALSE | 0 | FALSE | 0 | FALSE | 0 | FALSE | 0 | FALSE | 0 | FALSE | 0 | TRUE | 750 | FALSE | 0 | FALSE | 0 | FALSE | 0 | FALSE | 0 | FALSE | 0 | FALSE | 0 | FALSE | 0 | FALSE | 0 | FALSE | 0 | FALSE | 0 | FALSE | 0 | FALSE | 0 | FALSE | 0 | FALSE | 0 | FALSE | 0 | FALSE | 0 | FALSE | 0 | FALSE | 0 | FALSE | 0 | FALSE | 0
50 |  | 0 | 958 | FALSE | 0 | FALSE | 0 | FALSE | 0 | FALSE | 0 | FALSE | 0 | FALSE | 0 | FALSE | 0 | FALSE | 0 | FALSE | 0 | FALSE | 0 | FALSE | 0 | FALSE | 0 | FALSE | 0 | FALSE | 0 | FALSE | 0 | FALSE | 0 | FALSE | 0 | FALSE | 0 | FALSE | 0 | FALSE | 0 | FALSE | 0 | FALSE | 0 | FALSE | 0 | FALSE | 0 | FALSE | 0 | FALSE | 0 | FALSE | 0 | FALSE | 0 | FALSE | 0 | FALSE | 0 | TRUE | 750 | FALSE | 0 | FALSE | 0 | FALSE | 0 | FALSE | 0 | FALSE | 0 | FALSE | 0 | FALSE | 0 | FALSE | 0 | FALSE | 0 | FALSE | 0 | FALSE | 0 | FALSE | 0 | FALSE | 0 | FALSE | 0 | FALSE | 0 | FALSE | 0 | FALSE | 0 | FALSE | 0 | FALSE | 0 | FALSE | 0
50 |  | 0 | 957 | FALSE | 0 | FALSE | 0 | FALSE | 0 | FALSE | 0 | FALSE | 0 | FALSE | 0 | FALSE | 0 | FALSE | 0 | FALSE | 0 | FALSE | 0 | FALSE | 0 | FALSE | 0 | FALSE | 0 | FALSE | 0 | FALSE | 0 | FALSE | 0 | FALSE | 0 | FALSE | 0 | FALSE | 0 | FALSE | 0 | FALSE | 0 | FALSE | 0 | FALSE | 0 | FALSE | 0 | FALSE | 0 | FALSE | 0 | FALSE | 0 | FALSE | 0 | FALSE | 0 | FALSE | 0 | TRUE | 750 | FALSE | 0 | FALSE | 0 | FALSE | 0 | FALSE | 0 | FALSE | 0 | FALSE | 0 | FALSE | 0 | FALSE | 0 | FALSE | 0 | FALSE | 0 | FALSE | 0 | FALSE | 0 | FALSE | 0 | FALSE | 0 | FALSE | 0 | FALSE | 0 | FALSE | 0 | FALSE | 0 | FALSE | 0 | FALSE | 0
50 |  | 0 | 956 | FALSE | 0 | FALSE | 0 | FALSE | 0 | FALSE | 0 | FALSE | 0 | FALSE | 0 | FALSE | 0 | FALSE | 0 | FALSE | 0 | FALSE | 0 | FALSE | 0 | FALSE | 0 | FALSE | 0 | FALSE | 0 | FALSE | 0 | FALSE | 0 | FALSE | 0 | FALSE | 0 | FALSE | 0 | FALSE | 0 | FALSE | 0 | FALSE | 0 | FALSE | 0 | FALSE | 0 | FALSE | 0 | FALSE | 0 | FALSE | 0 | FALSE | 0 | FALSE | 0 | FALSE | 0 | TRUE | 750 | FALSE | 0 | FALSE | 0 | FALSE | 0 | FALSE | 0 | FALSE | 0 | FALSE | 0 | FALSE | 0 | FALSE | 0 | FALSE | 0 | FALSE | 0 | FALSE | 0 | FALSE | 0 | FALSE | 0 | FALSE | 0 | FALSE | 0 | FALSE | 0 | FALSE | 0 | FALSE | 0 | FALSE | 0 | FALSE | 0
50 |  | 0 | 955 | FALSE | 0 | FALSE | 0 | FALSE | 0 | FALSE | 0 | FALSE | 0 | FALSE | 0 | FALSE | 0 | FALSE | 0 | FALSE | 0 | FALSE | 0 | FALSE | 0 | FALSE | 0 | FALSE | 0 | FALSE | 0 | FALSE | 0 | FALSE | 0 | FALSE | 0 | FALSE | 0 | FALSE | 0 | FALSE | 0 | FALSE | 0 | FALSE | 0 | FALSE | 0 | FALSE | 0 | FALSE | 0 | FALSE | 0 | FALSE | 0 | FALSE | 0 | FALSE | 0 | FALSE | 0 | TRUE | 750 | FALSE | 0 | FALSE | 0 | FALSE | 0 | FALSE | 0 | FALSE | 0 | FALSE | 0 | FALSE | 0 | FALSE | 0 | FALSE | 0 | FALSE | 0 | FALSE | 0 | FALSE | 0 | FALSE | 0 | FALSE | 0 | FALSE | 0 | FALSE | 0 | FALSE | 0 | FALSE | 0 | FALSE | 0 | FALSE | 0
50 |  | 0 | 954 | FALSE | 0 | FALSE | 0 | FALSE | 0 | FALSE | 0 | FALSE | 0 | FALSE | 0 | FALSE | 0 | FALSE | 0 | FALSE | 0 | FALSE | 0 | FALSE | 0 | FALSE | 0 | FALSE | 0 | FALSE | 0 | FALSE | 0 | FALSE | 0 | FALSE | 0 | FALSE | 0 | FALSE | 0 | FALSE | 0 | FALSE | 0 | FALSE | 0 | FALSE | 0 | FALSE | 0 | FALSE | 0 | FALSE | 0 | FALSE | 0 | FALSE | 0 | FALSE | 0 | FALSE | 0 | TRUE | 750 | FALSE | 0 | FALSE | 0 | FALSE | 0 | FALSE | 0 | FALSE | 0 | FALSE | 0 | FALSE | 0 | FALSE | 0 | FALSE | 0 | FALSE | 0 | FALSE | 0 | FALSE | 0 | FALSE | 0 | FALSE | 0 | FALSE | 0 | FALSE | 0 | FALSE | 0 | FALSE | 0 | FALSE | 0 | FALSE | 0
50 |  | 0 | 953 | FALSE | 0 | FALSE | 0 | FALSE | 0 | FALSE | 0 | FALSE | 0 | FALSE | 0 | FALSE | 0 | FALSE | 0 | FALSE | 0 | FALSE | 0 | FALSE | 0 | FALSE | 0 | FALSE | 0 | FALSE | 0 | FALSE | 0 | FALSE | 0 | FALSE | 0 | FALSE | 0 | FALSE | 0 | FALSE | 0 | FALSE | 0 | FALSE | 0 | FALSE | 0 | FALSE | 0 | FALSE | 0 | FALSE | 0 | FALSE | 0 | FALSE | 0 | FALSE | 0 | FALSE | 0 | TRUE | 750 | FALSE | 0 | FALSE | 0 | FALSE | 0 | FALSE | 0 | FALSE | 0 | FALSE | 0 | FALSE | 0 | FALSE | 0 | FALSE | 0 | FALSE | 0 | FALSE | 0 | FALSE | 0 | FALSE | 0 | FALSE | 0 | FALSE | 0 | FALSE | 0 | FALSE | 0 | FALSE | 0 | FALSE | 0 | FALSE | 0
50 |  | 0 | 952 | FALSE | 0 | FALSE | 0 | FALSE | 0 | FALSE | 0 | FALSE | 0 | FALSE | 0 | FALSE | 0 | FALSE | 0 | FALSE | 0 | FALSE | 0 | FALSE | 0 | FALSE | 0 | FALSE | 0 | FALSE | 0 | FALSE | 0 | FALSE | 0 | FALSE | 0 | FALSE | 0 | FALSE | 0 | FALSE | 0 | FALSE | 0 | FALSE | 0 | FALSE | 0 | FALSE | 0 | FALSE | 0 | FALSE | 0 | FALSE | 0 | FALSE | 0 | FALSE | 0 | FALSE | 0 | TRUE | 750 | FALSE | 0 | FALSE | 0 | FALSE | 0 | FALSE | 0 | FALSE | 0 | FALSE | 0 | FALSE | 0 | FALSE | 0 | FALSE | 0 | FALSE | 0 | FALSE | 0 | FALSE | 0 | FALSE | 0 | FALSE | 0 | FALSE | 0 | FALSE | 0 | FALSE | 0 | FALSE | 0 | FALSE | 0 | FALSE | 0
50 |  | 0 | 951 | FALSE | 0 | FALSE | 0 | FALSE | 0 | FALSE | 0 | FALSE | 0 | FALSE | 0 | FALSE | 0 | FALSE | 0 | FALSE | 0 | FALSE | 0 | FALSE | 0 | FALSE | 0 | FALSE | 0 | FALSE | 0 | FALSE | 0 | FALSE | 0 | FALSE | 0 | FALSE | 0 | FALSE | 0 | FALSE | 0 | FALSE | 0 | FALSE | 0 | FALSE | 0 | FALSE | 0 | FALSE | 0 | FALSE | 0 | FALSE | 0 | FALSE | 0 | FALSE | 0 | FALSE | 0 | TRUE | 750 | FALSE | 0 | FALSE | 0 | FALSE | 0 | FALSE | 0 | FALSE | 0 | FALSE | 0 | FALSE | 0 | FALSE | 0 | FALSE | 0 | FALSE | 0 | FALSE | 0 | FALSE | 0 | FALSE | 0 | FALSE | 0 | FALSE | 0 | FALSE | 0 | FALSE | 0 | FALSE | 0 | FALSE | 0 | FALSE | 0
50 |  | 0 | 950 | FALSE | 0 | FALSE | 0 | FALSE | 0 | FALSE | 0 | FALSE | 0 | FALSE | 0 | FALSE | 0 | FALSE | 0 | FALSE | 0 | FALSE | 0 | FALSE | 0 | FALSE | 0 | FALSE | 0 | FALSE | 0 | FALSE | 0 | FALSE | 0 | FALSE | 0 | FALSE | 0 | FALSE | 0 | FALSE | 0 | FALSE | 0 | FALSE | 0 | FALSE | 0 | FALSE | 0 | FALSE | 0 | FALSE | 0 | FALSE | 0 | FALSE | 0 | FALSE | 0 | FALSE | 0 | TRUE | 750 | FALSE | 0 | FALSE | 0 | FALSE | 0 | FALSE | 0 | FALSE | 0 | FALSE | 0 | FALSE | 0 | FALSE | 0 | FALSE | 0 | FALSE | 0 | FALSE | 0 | FALSE | 0 | FALSE | 0 | FALSE | 0 | FALSE | 0 | FALSE | 0 | FALSE | 0 | FALSE | 0 | FALSE | 0 | FALSE | 0
50 |  | 0 | 949 | FALSE | 0 | FALSE | 0 | FALSE | 0 | FALSE | 0 | FALSE | 0 | FALSE | 0 | FALSE | 0 | FALSE | 0 | FALSE | 0 | FALSE | 0 | FALSE | 0 | FALSE | 0 | FALSE | 0 | FALSE | 0 | FALSE | 0 | FALSE | 0 | FALSE | 0 | FALSE | 0 | FALSE | 0 | FALSE | 0 | FALSE | 0 | FALSE | 0 | FALSE | 0 | FALSE | 0 | FALSE | 0 | FALSE | 0 | FALSE | 0 | FALSE | 0 | FALSE | 0 | FALSE | 0 | TRUE | 750 | FALSE | 0 | FALSE | 0 | FALSE | 0 | FALSE | 0 | FALSE | 0 | FALSE | 0 | FALSE | 0 | FALSE | 0 | FALSE | 0 | FALSE | 0 | FALSE | 0 | FALSE | 0 | FALSE | 0 | FALSE | 0 | FALSE | 0 | FALSE | 0 | FALSE | 0 | FALSE | 0 | FALSE | 0 | FALSE | 0
50 |  | 0 | 948 | FALSE | 0 | FALSE | 0 | FALSE | 0 | FALSE | 0 | FALSE | 0 | FALSE | 0 | FALSE | 0 | FALSE | 0 | FALSE | 0 | FALSE | 0 | FALSE | 0 | FALSE | 0 | FALSE | 0 | FALSE | 0 | FALSE | 0 | FALSE | 0 | FALSE | 0 | FALSE | 0 | FALSE | 0 | FALSE | 0 | FALSE | 0 | FALSE | 0 | FALSE | 0 | FALSE | 0 | FALSE | 0 | FALSE | 0 | FALSE | 0 | FALSE | 0 | FALSE | 0 | FALSE | 0 | TRUE | 750 | FALSE | 0 | FALSE | 0 | FALSE | 0 | FALSE | 0 | FALSE | 0 | FALSE | 0 | FALSE | 0 | FALSE | 0 | FALSE | 0 | FALSE | 0 | FALSE | 0 | FALSE | 0 | FALSE | 0 | FALSE | 0 | FALSE | 0 | FALSE | 0 | FALSE | 0 | FALSE | 0 | FALSE | 0 | FALSE | 0
50 |  | 0 | 947 | FALSE | 0 | FALSE | 0 | FALSE | 0 | FALSE | 0 | FALSE | 0 | FALSE | 0 | FALSE | 0 | FALSE | 0 | FALSE | 0 | FALSE | 0 | FALSE | 0 | FALSE | 0 | FALSE | 0 | FALSE | 0 | FALSE | 0 | FALSE | 0 | FALSE | 0 | FALSE | 0 | FALSE | 0 | FALSE | 0 | FALSE | 0 | FALSE | 0 | FALSE | 0 | FALSE | 0 | FALSE | 0 | FALSE | 0 | FALSE | 0 | FALSE | 0 | FALSE | 0 | FALSE | 0 | TRUE | 750 | FALSE | 0 | FALSE | 0 | FALSE | 0 | FALSE | 0 | FALSE | 0 | FALSE | 0 | FALSE | 0 | FALSE | 0 | FALSE | 0 | FALSE | 0 | FALSE | 0 | FALSE | 0 | FALSE | 0 | FALSE | 0 | FALSE | 0 | FALSE | 0 | FALSE | 0 | FALSE | 0 | FALSE | 0 | FALSE | 0
50 |  | 0 | 946 | FALSE | 0 | FALSE | 0 | FALSE | 0 | FALSE | 0 | FALSE | 0 | FALSE | 0 | FALSE | 0 | FALSE | 0 | FALSE | 0 | FALSE | 0 | FALSE | 0 | FALSE | 0 | FALSE | 0 | FALSE | 0 | FALSE | 0 | FALSE | 0 | FALSE | 0 | FALSE | 0 | FALSE | 0 | FALSE | 0 | FALSE | 0 | FALSE | 0 | FALSE | 0 | FALSE | 0 | FALSE | 0 | FALSE | 0 | FALSE | 0 | FALSE | 0 | FALSE | 0 | FALSE | 0 | TRUE | 750 | FALSE | 0 | FALSE | 0 | FALSE | 0 | FALSE | 0 | FALSE | 0 | FALSE | 0 | FALSE | 0 | FALSE | 0 | FALSE | 0 | FALSE | 0 | FALSE | 0 | FALSE | 0 | FALSE | 0 | FALSE | 0 | FALSE | 0 | FALSE | 0 | FALSE | 0 | FALSE | 0 | FALSE | 0 | FALSE | 0
50 |  | 0 | 945 | FALSE | 0 | FALSE | 0 | FALSE | 0 | FALSE | 0 | FALSE | 0 | FALSE | 0 | FALSE | 0 | FALSE | 0 | FALSE | 0 | FALSE | 0 | FALSE | 0 | FALSE | 0 | FALSE | 0 | FALSE | 0 | FALSE | 0 | FALSE | 0 | FALSE | 0 | FALSE | 0 | FALSE | 0 | FALSE | 0 | FALSE | 0 | FALSE | 0 | FALSE | 0 | FALSE | 0 | FALSE | 0 | FALSE | 0 | FALSE | 0 | FALSE | 0 | FALSE | 0 | FALSE | 0 | TRUE | 750 | FALSE | 0 | FALSE | 0 | FALSE | 0 | FALSE | 0 | FALSE | 0 | FALSE | 0 | FALSE | 0 | FALSE | 0 | FALSE | 0 | FALSE | 0 | FALSE | 0 | FALSE | 0 | FALSE | 0 | FALSE | 0 | FALSE | 0 | FALSE | 0 | FALSE | 0 | FALSE | 0 | FALSE | 0 | FALSE | 0
50 |  | 0 | 944 | FALSE | 0 | FALSE | 0 | FALSE | 0 | FALSE | 0 | FALSE | 0 | FALSE | 0 | FALSE | 0 | FALSE | 0 | FALSE | 0 | FALSE | 0 | FALSE | 0 | FALSE | 0 | FALSE | 0 | FALSE | 0 | FALSE | 0 | FALSE | 0 | FALSE | 0 | FALSE | 0 | FALSE | 0 | FALSE | 0 | FALSE | 0 | FALSE | 0 | FALSE | 0 | FALSE | 0 | FALSE | 0 | FALSE | 0 | FALSE | 0 | FALSE | 0 | FALSE | 0 | FALSE | 0 | TRUE | 750 | FALSE | 0 | FALSE | 0 | FALSE | 0 | FALSE | 0 | FALSE | 0 | FALSE | 0 | FALSE | 0 | FALSE | 0 | FALSE | 0 | FALSE | 0 | FALSE | 0 | FALSE | 0 | FALSE | 0 | FALSE | 0 | FALSE | 0 | FALSE | 0 | FALSE | 0 | FALSE | 0 | FALSE | 0 | FALSE | 0
50 |  | 0 | 943 | FALSE | 0 | FALSE | 0 | FALSE | 0 | FALSE | 0 | FALSE | 0 | FALSE | 0 | FALSE | 0 | FALSE | 0 | FALSE | 0 | FALSE | 0 | FALSE | 0 | FALSE | 0 | FALSE | 0 | FALSE | 0 | FALSE | 0 | FALSE | 0 | FALSE | 0 | FALSE | 0 | FALSE | 0 | FALSE | 0 | FALSE | 0 | FALSE | 0 | FALSE | 0 | FALSE | 0 | FALSE | 0 | FALSE | 0 | FALSE | 0 | FALSE | 0 | FALSE | 0 | FALSE | 0 | TRUE | 750 | FALSE | 0 | FALSE | 0 | FALSE | 0 | FALSE | 0 | FALSE | 0 | FALSE | 0 | FALSE | 0 | FALSE | 0 | FALSE | 0 | FALSE | 0 | FALSE | 0 | FALSE | 0 | FALSE | 0 | FALSE | 0 | FALSE | 0 | FALSE | 0 | FALSE | 0 | FALSE | 0 | FALSE | 0 | FALSE | 0
50 |  | 0 | 942 | FALSE | 0 | FALSE | 0 | FALSE | 0 | FALSE | 0 | FALSE | 0 | FALSE | 0 | FALSE | 0 | FALSE | 0 | FALSE | 0 | FALSE | 0 | FALSE | 0 | FALSE | 0 | FALSE | 0 | FALSE | 0 | FALSE | 0 | FALSE | 0 | FALSE | 0 | FALSE | 0 | FALSE | 0 | FALSE | 0 | FALSE | 0 | FALSE | 0 | FALSE | 0 | FALSE | 0 | FALSE | 0 | FALSE | 0 | FALSE | 0 | FALSE | 0 | FALSE | 0 | FALSE | 0 | TRUE | 750 | FALSE | 0 | FALSE | 0 | FALSE | 0 | FALSE | 0 | FALSE | 0 | FALSE | 0 | FALSE | 0 | FALSE | 0 | FALSE | 0 | FALSE | 0 | FALSE | 0 | FALSE | 0 | FALSE | 0 | FALSE | 0 | FALSE | 0 | FALSE | 0 | FALSE | 0 | FALSE | 0 | FALSE | 0 | FALSE | 0
50 |  | 0 | 941 | FALSE | 0 | FALSE | 0 | FALSE | 0 | FALSE | 0 | FALSE | 0 | FALSE | 0 | FALSE | 0 | FALSE | 0 | FALSE | 0 | FALSE | 0 | FALSE | 0 | FALSE | 0 | FALSE | 0 | FALSE | 0 | FALSE | 0 | FALSE | 0 | FALSE | 0 | FALSE | 0 | FALSE | 0 | FALSE | 0 | FALSE | 0 | FALSE | 0 | FALSE | 0 | FALSE | 0 | FALSE | 0 | FALSE | 0 | FALSE | 0 | FALSE | 0 | FALSE | 0 | FALSE | 0 | TRUE | 750 | FALSE | 0 | FALSE | 0 | FALSE | 0 | FALSE | 0 | FALSE | 0 | FALSE | 0 | FALSE | 0 | FALSE | 0 | FALSE | 0 | FALSE | 0 | FALSE | 0 | FALSE | 0 | FALSE | 0 | FALSE | 0 | FALSE | 0 | FALSE | 0 | FALSE | 0 | FALSE | 0 | FALSE | 0 | FALSE | 0
50 |  | 0 | 940 | FALSE | 0 | FALSE | 0 | FALSE | 0 | FALSE | 0 | FALSE | 0 | FALSE | 0 | FALSE | 0 | FALSE | 0 | FALSE | 0 | FALSE | 0 | FALSE | 0 | FALSE | 0 | FALSE | 0 | FALSE | 0 | FALSE | 0 | FALSE | 0 | FALSE | 0 | FALSE | 0 | FALSE | 0 | FALSE | 0 | FALSE | 0 | FALSE | 0 | FALSE | 0 | FALSE | 0 | FALSE | 0 | FALSE | 0 | FALSE | 0 | FALSE | 0 | FALSE | 0 | FALSE | 0 | TRUE | 750 | FALSE | 0 | FALSE | 0 | FALSE | 0 | FALSE | 0 | FALSE | 0 | FALSE | 0 | FALSE | 0 | FALSE | 0 | FALSE | 0 | FALSE | 0 | FALSE | 0 | FALSE | 0 | FALSE | 0 | FALSE | 0 | FALSE | 0 | FALSE | 0 | FALSE | 0 | FALSE | 0 | FALSE | 0 | FALSE | 0
50 |  | 0 | 939 | FALSE | 0 | FALSE | 0 | FALSE | 0 | FALSE | 0 | FALSE | 0 | FALSE | 0 | FALSE | 0 | FALSE | 0 | FALSE | 0 | FALSE | 0 | FALSE | 0 | FALSE | 0 | FALSE | 0 | FALSE | 0 | FALSE | 0 | FALSE | 0 | FALSE | 0 | FALSE | 0 | FALSE | 0 | FALSE | 0 | FALSE | 0 | FALSE | 0 | FALSE | 0 | FALSE | 0 | FALSE | 0 | FALSE | 0 | FALSE | 0 | FALSE | 0 | FALSE | 0 | FALSE | 0 | TRUE | 750 | FALSE | 0 | FALSE | 0 | FALSE | 0 | FALSE | 0 | FALSE | 0 | FALSE | 0 | FALSE | 0 | FALSE | 0 | FALSE | 0 | FALSE | 0 | FALSE | 0 | FALSE | 0 | FALSE | 0 | FALSE | 0 | FALSE | 0 | FALSE | 0 | FALSE | 0 | FALSE | 0 | FALSE | 0 | FALSE | 0
50 |  | 0 | 938 | FALSE | 0 | FALSE | 0 | FALSE | 0 | FALSE | 0 | FALSE | 0 | FALSE | 0 | FALSE | 0 | FALSE | 0 | FALSE | 0 | FALSE | 0 | FALSE | 0 | FALSE | 0 | FALSE | 0 | FALSE | 0 | FALSE | 0 | FALSE | 0 | FALSE | 0 | FALSE | 0 | FALSE | 0 | FALSE | 0 | FALSE | 0 | FALSE | 0 | FALSE | 0 | FALSE | 0 | FALSE | 0 | FALSE | 0 | FALSE | 0 | FALSE | 0 | FALSE | 0 | FALSE | 0 | TRUE | 750 | FALSE | 0 | FALSE | 0 | FALSE | 0 | FALSE | 0 | FALSE | 0 | FALSE | 0 | FALSE | 0 | FALSE | 0 | FALSE | 0 | FALSE | 0 | FALSE | 0 | FALSE | 0 | FALSE | 0 | FALSE | 0 | FALSE | 0 | FALSE | 0 | FALSE | 0 | FALSE | 0 | FALSE | 0 | FALSE | 0
50 |  | 0 | 937 | FALSE | 0 | FALSE | 0 | FALSE | 0 | FALSE | 0 | FALSE | 0 | FALSE | 0 | FALSE | 0 | FALSE | 0 | FALSE | 0 | FALSE | 0 | FALSE | 0 | FALSE | 0 | FALSE | 0 | FALSE | 0 | FALSE | 0 | FALSE | 0 | FALSE | 0 | FALSE | 0 | FALSE | 0 | FALSE | 0 | FALSE | 0 | FALSE | 0 | FALSE | 0 | FALSE | 0 | FALSE | 0 | FALSE | 0 | FALSE | 0 | FALSE | 0 | FALSE | 0 | FALSE | 0 | TRUE | 750 | FALSE | 0 | FALSE | 0 | FALSE | 0 | FALSE | 0 | FALSE | 0 | FALSE | 0 | FALSE | 0 | FALSE | 0 | FALSE | 0 | FALSE | 0 | FALSE | 0 | FALSE | 0 | FALSE | 0 | FALSE | 0 | FALSE | 0 | FALSE | 0 | FALSE | 0 | FALSE | 0 | FALSE | 0 | FALSE | 0
50 |  | 0 | 936 | FALSE | 0 | FALSE | 0 | FALSE | 0 | FALSE | 0 | FALSE | 0 | FALSE | 0 | FALSE | 0 | FALSE | 0 | FALSE | 0 | FALSE | 0 | FALSE | 0 | FALSE | 0 | FALSE | 0 | FALSE | 0 | FALSE | 0 | FALSE | 0 | FALSE | 0 | FALSE | 0 | FALSE | 0 | FALSE | 0 | FALSE | 0 | FALSE | 0 | FALSE | 0 | FALSE | 0 | FALSE | 0 | FALSE | 0 | FALSE | 0 | FALSE | 0 | FALSE | 0 | FALSE | 0 | TRUE | 750 | FALSE | 0 | FALSE | 0 | FALSE | 0 | FALSE | 0 | FALSE | 0 | FALSE | 0 | FALSE | 0 | FALSE | 0 | FALSE | 0 | FALSE | 0 | FALSE | 0 | FALSE | 0 | FALSE | 0 | FALSE | 0 | FALSE | 0 | FALSE | 0 | FALSE | 0 | FALSE | 0 | FALSE | 0 | FALSE | 0
50 |  | 0 | 935 | FALSE | 0 | FALSE | 0 | FALSE | 0 | FALSE | 0 | FALSE | 0 | FALSE | 0 | FALSE | 0 | FALSE | 0 | FALSE | 0 | FALSE | 0 | FALSE | 0 | FALSE | 0 | FALSE | 0 | FALSE | 0 | FALSE | 0 | FALSE | 0 | FALSE | 0 | FALSE | 0 | FALSE | 0 | FALSE | 0 | FALSE | 0 | FALSE | 0 | FALSE | 0 | FALSE | 0 | FALSE | 0 | FALSE | 0 | FALSE | 0 | FALSE | 0 | FALSE | 0 | FALSE | 0 | TRUE | 750 | FALSE | 0 | FALSE | 0 | FALSE | 0 | FALSE | 0 | FALSE | 0 | FALSE | 0 | FALSE | 0 | FALSE | 0 | FALSE | 0 | FALSE | 0 | FALSE | 0 | FALSE | 0 | FALSE | 0 | FALSE | 0 | FALSE | 0 | FALSE | 0 | FALSE | 0 | FALSE | 0 | FALSE | 0 | FALSE | 0
50 |  | 0 | 934 | FALSE | 0 | FALSE | 0 | FALSE | 0 | FALSE | 0 | FALSE | 0 | FALSE | 0 | FALSE | 0 | FALSE | 0 | FALSE | 0 | FALSE | 0 | FALSE | 0 | FALSE | 0 | FALSE | 0 | FALSE | 0 | FALSE | 0 | FALSE | 0 | FALSE | 0 | FALSE | 0 | FALSE | 0 | FALSE | 0 | FALSE | 0 | FALSE | 0 | FALSE | 0 | FALSE | 0 | FALSE | 0 | FALSE | 0 | FALSE | 0 | FALSE | 0 | FALSE | 0 | FALSE | 0 | TRUE | 750 | FALSE | 0 | FALSE | 0 | FALSE | 0 | FALSE | 0 | FALSE | 0 | FALSE | 0 | FALSE | 0 | FALSE | 0 | FALSE | 0 | FALSE | 0 | FALSE | 0 | FALSE | 0 | FALSE | 0 | FALSE | 0 | FALSE | 0 | FALSE | 0 | FALSE | 0 | FALSE | 0 | FALSE | 0 | FALSE | 0
50 |  | 0 | 933 | FALSE | 0 | FALSE | 0 | FALSE | 0 | FALSE | 0 | FALSE | 0 | FALSE | 0 | FALSE | 0 | FALSE | 0 | FALSE | 0 | FALSE | 0 | FALSE | 0 | FALSE | 0 | FALSE | 0 | FALSE | 0 | FALSE | 0 | FALSE | 0 | FALSE | 0 | FALSE | 0 | FALSE | 0 | FALSE | 0 | FALSE | 0 | FALSE | 0 | FALSE | 0 | FALSE | 0 | FALSE | 0 | FALSE | 0 | FALSE | 0 | FALSE | 0 | FALSE | 0 | FALSE | 0 | TRUE | 750 | FALSE | 0 | FALSE | 0 | FALSE | 0 | FALSE | 0 | FALSE | 0 | FALSE | 0 | FALSE | 0 | FALSE | 0 | FALSE | 0 | FALSE | 0 | FALSE | 0 | FALSE | 0 | FALSE | 0 | FALSE | 0 | FALSE | 0 | FALSE | 0 | FALSE | 0 | FALSE | 0 | FALSE | 0 | FALSE | 0
50 |  | 0 | 932 | FALSE | 0 | FALSE | 0 | FALSE | 0 | FALSE | 0 | FALSE | 0 | FALSE | 0 | FALSE | 0 | FALSE | 0 | FALSE | 0 | FALSE | 0 | FALSE | 0 | FALSE | 0 | FALSE | 0 | FALSE | 0 | FALSE | 0 | FALSE | 0 | FALSE | 0 | FALSE | 0 | FALSE | 0 | FALSE | 0 | FALSE | 0 | FALSE | 0 | FALSE | 0 | FALSE | 0 | FALSE | 0 | FALSE | 0 | FALSE | 0 | FALSE | 0 | FALSE | 0 | FALSE | 0 | TRUE | 750 | FALSE | 0 | FALSE | 0 | FALSE | 0 | FALSE | 0 | FALSE | 0 | FALSE | 0 | FALSE | 0 | FALSE | 0 | FALSE | 0 | FALSE | 0 | FALSE | 0 | FALSE | 0 | FALSE | 0 | FALSE | 0 | FALSE | 0 | FALSE | 0 | FALSE | 0 | FALSE | 0 | FALSE | 0 | FALSE | 0
50 |  | 0 | 931 | FALSE | 0 | FALSE | 0 | FALSE | 0 | FALSE | 0 | FALSE | 0 | FALSE | 0 | FALSE | 0 | FALSE | 0 | FALSE | 0 | FALSE | 0 | FALSE | 0 | FALSE | 0 | FALSE | 0 | FALSE | 0 | FALSE | 0 | FALSE | 0 | FALSE | 0 | FALSE | 0 | FALSE | 0 | FALSE | 0 | FALSE | 0 | FALSE | 0 | FALSE | 0 | FALSE | 0 | FALSE | 0 | FALSE | 0 | FALSE | 0 | FALSE | 0 | FALSE | 0 | FALSE | 0 | TRUE | 750 | FALSE | 0 | FALSE | 0 | FALSE | 0 | FALSE | 0 | FALSE | 0 | FALSE | 0 | FALSE | 0 | FALSE | 0 | FALSE | 0 | FALSE | 0 | FALSE | 0 | FALSE | 0 | FALSE | 0 | FALSE | 0 | FALSE | 0 | FALSE | 0 | FALSE | 0 | FALSE | 0 | FALSE | 0 | FALSE | 0
50 |  | 0 | 930 | FALSE | 0 | FALSE | 0 | FALSE | 0 | FALSE | 0 | FALSE | 0 | FALSE | 0 | FALSE | 0 | FALSE | 0 | FALSE | 0 | FALSE | 0 | FALSE | 0 | FALSE | 0 | FALSE | 0 | FALSE | 0 | FALSE | 0 | FALSE | 0 | FALSE | 0 | FALSE | 0 | FALSE | 0 | FALSE | 0 | FALSE | 0 | FALSE | 0 | FALSE | 0 | FALSE | 0 | FALSE | 0 | FALSE | 0 | FALSE | 0 | FALSE | 0 | FALSE | 0 | FALSE | 0 | TRUE | 750 | FALSE | 0 | FALSE | 0 | FALSE | 0 | FALSE | 0 | FALSE | 0 | FALSE | 0 | FALSE | 0 | FALSE | 0 | FALSE | 0 | FALSE | 0 | FALSE | 0 | FALSE | 0 | FALSE | 0 | FALSE | 0 | FALSE | 0 | FALSE | 0 | FALSE | 0 | FALSE | 0 | FALSE | 0 | FALSE | 0
50 |  | 0 | 929 | FALSE | 0 | FALSE | 0 | FALSE | 0 | FALSE | 0 | FALSE | 0 | FALSE | 0 | FALSE | 0 | FALSE | 0 | FALSE | 0 | FALSE | 0 | FALSE | 0 | FALSE | 0 | FALSE | 0 | FALSE | 0 | FALSE | 0 | FALSE | 0 | FALSE | 0 | FALSE | 0 | FALSE | 0 | FALSE | 0 | FALSE | 0 | FALSE | 0 | FALSE | 0 | FALSE | 0 | FALSE | 0 | FALSE | 0 | FALSE | 0 | FALSE | 0 | FALSE | 0 | FALSE | 0 | TRUE | 750 | FALSE | 0 | FALSE | 0 | FALSE | 0 | FALSE | 0 | FALSE | 0 | FALSE | 0 | FALSE | 0 | FALSE | 0 | FALSE | 0 | FALSE | 0 | FALSE | 0 | FALSE | 0 | FALSE | 0 | FALSE | 0 | FALSE | 0 | FALSE | 0 | FALSE | 0 | FALSE | 0 | FALSE | 0 | FALSE | 0
50 |  | 0 | 928 | FALSE | 0 | FALSE | 0 | FALSE | 0 | FALSE | 0 | FALSE | 0 | FALSE | 0 | FALSE | 0 | FALSE | 0 | FALSE | 0 | FALSE | 0 | FALSE | 0 | FALSE | 0 | FALSE | 0 | FALSE | 0 | FALSE | 0 | FALSE | 0 | FALSE | 0 | FALSE | 0 | FALSE | 0 | FALSE | 0 | FALSE | 0 | FALSE | 0 | FALSE | 0 | FALSE | 0 | FALSE | 0 | FALSE | 0 | FALSE | 0 | FALSE | 0 | FALSE | 0 | FALSE | 0 | TRUE | 750 | FALSE | 0 | FALSE | 0 | FALSE | 0 | FALSE | 0 | FALSE | 0 | FALSE | 0 | FALSE | 0 | FALSE | 0 | FALSE | 0 | FALSE | 0 | FALSE | 0 | FALSE | 0 | FALSE | 0 | FALSE | 0 | FALSE | 0 | FALSE | 0 | FALSE | 0 | FALSE | 0 | FALSE | 0 | FALSE | 0
50 |  | 0 | 927 | FALSE | 0 | FALSE | 0 | FALSE | 0 | FALSE | 0 | FALSE | 0 | FALSE | 0 | FALSE | 0 | FALSE | 0 | FALSE | 0 | FALSE | 0 | FALSE | 0 | FALSE | 0 | FALSE | 0 | FALSE | 0 | FALSE | 0 | FALSE | 0 | FALSE | 0 | FALSE | 0 | FALSE | 0 | FALSE | 0 | FALSE | 0 | FALSE | 0 | FALSE | 0 | FALSE | 0 | FALSE | 0 | FALSE | 0 | FALSE | 0 | FALSE | 0 | FALSE | 0 | FALSE | 0 | TRUE | 750 | FALSE | 0 | FALSE | 0 | FALSE | 0 | FALSE | 0 | FALSE | 0 | FALSE | 0 | FALSE | 0 | FALSE | 0 | FALSE | 0 | FALSE | 0 | FALSE | 0 | FALSE | 0 | FALSE | 0 | FALSE | 0 | FALSE | 0 | FALSE | 0 | FALSE | 0 | FALSE | 0 | FALSE | 0 | FALSE | 0
50 |  | 0 | 926 | FALSE | 0 | FALSE | 0 | FALSE | 0 | FALSE | 0 | FALSE | 0 | FALSE | 0 | FALSE | 0 | FALSE | 0 | FALSE | 0 | FALSE | 0 | FALSE | 0 | FALSE | 0 | FALSE | 0 | FALSE | 0 | FALSE | 0 | FALSE | 0 | FALSE | 0 | FALSE | 0 | FALSE | 0 | FALSE | 0 | FALSE | 0 | FALSE | 0 | FALSE | 0 | FALSE | 0 | FALSE | 0 | FALSE | 0 | FALSE | 0 | FALSE | 0 | FALSE | 0 | FALSE | 0 | TRUE | 750 | FALSE | 0 | FALSE | 0 | FALSE | 0 | FALSE | 0 | FALSE | 0 | FALSE | 0 | FALSE | 0 | FALSE | 0 | FALSE | 0 | FALSE | 0 | FALSE | 0 | FALSE | 0 | FALSE | 0 | FALSE | 0 | FALSE | 0 | FALSE | 0 | FALSE | 0 | FALSE | 0 | FALSE | 0 | FALSE | 0
50 |  | 0 | 925 | FALSE | 0 | FALSE | 0 | FALSE | 0 | FALSE | 0 | FALSE | 0 | FALSE | 0 | FALSE | 0 | FALSE | 0 | FALSE | 0 | FALSE | 0 | FALSE | 0 | FALSE | 0 | FALSE | 0 | FALSE | 0 | FALSE | 0 | FALSE | 0 | FALSE | 0 | FALSE | 0 | FALSE | 0 | FALSE | 0 | FALSE | 0 | FALSE | 0 | FALSE | 0 | FALSE | 0 | FALSE | 0 | FALSE | 0 | FALSE | 0 | FALSE | 0 | FALSE | 0 | FALSE | 0 | TRUE | 750 | FALSE | 0 | FALSE | 0 | FALSE | 0 | FALSE | 0 | FALSE | 0 | FALSE | 0 | FALSE | 0 | FALSE | 0 | FALSE | 0 | FALSE | 0 | FALSE | 0 | FALSE | 0 | FALSE | 0 | FALSE | 0 | FALSE | 0 | FALSE | 0 | FALSE | 0 | FALSE | 0 | FALSE | 0 | FALSE | 0
50 |  | 0 | 924 | FALSE | 0 | FALSE | 0 | FALSE | 0 | FALSE | 0 | FALSE | 0 | FALSE | 0 | FALSE | 0 | FALSE | 0 | FALSE | 0 | FALSE | 0 | FALSE | 0 | FALSE | 0 | FALSE | 0 | FALSE | 0 | FALSE | 0 | FALSE | 0 | FALSE | 0 | FALSE | 0 | FALSE | 0 | FALSE | 0 | FALSE | 0 | FALSE | 0 | FALSE | 0 | FALSE | 0 | FALSE | 0 | FALSE | 0 | FALSE | 0 | FALSE | 0 | FALSE | 0 | FALSE | 0 | TRUE | 750 | FALSE | 0 | FALSE | 0 | FALSE | 0 | FALSE | 0 | FALSE | 0 | FALSE | 0 | FALSE | 0 | FALSE | 0 | FALSE | 0 | FALSE | 0 | FALSE | 0 | FALSE | 0 | FALSE | 0 | FALSE | 0 | FALSE | 0 | FALSE | 0 | FALSE | 0 | FALSE | 0 | FALSE | 0 | FALSE | 0
50 |  | 0 | 923 | FALSE | 0 | FALSE | 0 | FALSE | 0 | FALSE | 0 | FALSE | 0 | FALSE | 0 | FALSE | 0 | FALSE | 0 | FALSE | 0 | FALSE | 0 | FALSE | 0 | FALSE | 0 | FALSE | 0 | FALSE | 0 | FALSE | 0 | FALSE | 0 | FALSE | 0 | FALSE | 0 | FALSE | 0 | FALSE | 0 | FALSE | 0 | FALSE | 0 | FALSE | 0 | FALSE | 0 | FALSE | 0 | FALSE | 0 | FALSE | 0 | FALSE | 0 | FALSE | 0 | FALSE | 0 | TRUE | 750 | FALSE | 0 | FALSE | 0 | FALSE | 0 | FALSE | 0 | FALSE | 0 | FALSE | 0 | FALSE | 0 | FALSE | 0 | FALSE | 0 | FALSE | 0 | FALSE | 0 | FALSE | 0 | FALSE | 0 | FALSE | 0 | FALSE | 0 | FALSE | 0 | FALSE | 0 | FALSE | 0 | FALSE | 0 | FALSE | 0
50 |  | 0 | 922 | FALSE | 0 | FALSE | 0 | FALSE | 0 | FALSE | 0 | FALSE | 0 | FALSE | 0 | FALSE | 0 | FALSE | 0 | FALSE | 0 | FALSE | 0 | FALSE | 0 | FALSE | 0 | FALSE | 0 | FALSE | 0 | FALSE | 0 | FALSE | 0 | FALSE | 0 | FALSE | 0 | FALSE | 0 | FALSE | 0 | FALSE | 0 | FALSE | 0 | FALSE | 0 | FALSE | 0 | FALSE | 0 | FALSE | 0 | FALSE | 0 | FALSE | 0 | FALSE | 0 | FALSE | 0 | TRUE | 750 | FALSE | 0 | FALSE | 0 | FALSE | 0 | FALSE | 0 | FALSE | 0 | FALSE | 0 | FALSE | 0 | FALSE | 0 | FALSE | 0 | FALSE | 0 | FALSE | 0 | FALSE | 0 | FALSE | 0 | FALSE | 0 | FALSE | 0 | FALSE | 0 | FALSE | 0 | FALSE | 0 | FALSE | 0 | FALSE | 0
50 |  | 0 | 921 | FALSE | 0 | FALSE | 0 | FALSE | 0 | FALSE | 0 | FALSE | 0 | FALSE | 0 | FALSE | 0 | FALSE | 0 | FALSE | 0 | FALSE | 0 | FALSE | 0 | FALSE | 0 | FALSE | 0 | FALSE | 0 | FALSE | 0 | FALSE | 0 | FALSE | 0 | FALSE | 0 | FALSE | 0 | FALSE | 0 | FALSE | 0 | FALSE | 0 | FALSE | 0 | FALSE | 0 | FALSE | 0 | FALSE | 0 | FALSE | 0 | FALSE | 0 | FALSE | 0 | FALSE | 0 | TRUE | 750 | FALSE | 0 | FALSE | 0 | FALSE | 0 | FALSE | 0 | FALSE | 0 | FALSE | 0 | FALSE | 0 | FALSE | 0 | FALSE | 0 | FALSE | 0 | FALSE | 0 | FALSE | 0 | FALSE | 0 | FALSE | 0 | FALSE | 0 | FALSE | 0 | FALSE | 0 | FALSE | 0 | FALSE | 0 | FALSE | 0
50 |  | 0 | 920 | FALSE | 0 | FALSE | 0 | FALSE | 0 | FALSE | 0 | FALSE | 0 | FALSE | 0 | FALSE | 0 | FALSE | 0 | FALSE | 0 | FALSE | 0 | FALSE | 0 | FALSE | 0 | FALSE | 0 | FALSE | 0 | FALSE | 0 | FALSE | 0 | FALSE | 0 | FALSE | 0 | FALSE | 0 | FALSE | 0 | FALSE | 0 | FALSE | 0 | FALSE | 0 | FALSE | 0 | FALSE | 0 | FALSE | 0 | FALSE | 0 | FALSE | 0 | FALSE | 0 | FALSE | 0 | TRUE | 750 | FALSE | 0 | FALSE | 0 | FALSE | 0 | FALSE | 0 | FALSE | 0 | FALSE | 0 | FALSE | 0 | FALSE | 0 | FALSE | 0 | FALSE | 0 | FALSE | 0 | FALSE | 0 | FALSE | 0 | FALSE | 0 | FALSE | 0 | FALSE | 0 | FALSE | 0 | FALSE | 0 | FALSE | 0 | FALSE | 0
50 |  | 0 | 919 | FALSE | 0 | FALSE | 0 | FALSE | 0 | FALSE | 0 | FALSE | 0 | FALSE | 0 | FALSE | 0 | FALSE | 0 | FALSE | 0 | FALSE | 0 | FALSE | 0 | FALSE | 0 | FALSE | 0 | FALSE | 0 | FALSE | 0 | FALSE | 0 | FALSE | 0 | FALSE | 0 | FALSE | 0 | FALSE | 0 | FALSE | 0 | FALSE | 0 | FALSE | 0 | FALSE | 0 | FALSE | 0 | FALSE | 0 | FALSE | 0 | FALSE | 0 | FALSE | 0 | FALSE | 0 | TRUE | 750 | FALSE | 0 | FALSE | 0 | FALSE | 0 | FALSE | 0 | FALSE | 0 | FALSE | 0 | FALSE | 0 | FALSE | 0 | FALSE | 0 | FALSE | 0 | FALSE | 0 | FALSE | 0 | FALSE | 0 | FALSE | 0 | FALSE | 0 | FALSE | 0 | FALSE | 0 | FALSE | 0 | FALSE | 0 | FALSE | 0
50 |  | 0 | 918 | FALSE | 0 | FALSE | 0 | FALSE | 0 | FALSE | 0 | FALSE | 0 | FALSE | 0 | FALSE | 0 | FALSE | 0 | FALSE | 0 | FALSE | 0 | FALSE | 0 | FALSE | 0 | FALSE | 0 | FALSE | 0 | FALSE | 0 | FALSE | 0 | FALSE | 0 | FALSE | 0 | FALSE | 0 | FALSE | 0 | FALSE | 0 | FALSE | 0 | FALSE | 0 | FALSE | 0 | FALSE | 0 | FALSE | 0 | FALSE | 0 | FALSE | 0 | FALSE | 0 | FALSE | 0 | TRUE | 750 | FALSE | 0 | FALSE | 0 | FALSE | 0 | FALSE | 0 | FALSE | 0 | FALSE | 0 | FALSE | 0 | FALSE | 0 | FALSE | 0 | FALSE | 0 | FALSE | 0 | FALSE | 0 | FALSE | 0 | FALSE | 0 | FALSE | 0 | FALSE | 0 | FALSE | 0 | FALSE | 0 | FALSE | 0 | FALSE | 0
50 |  | 0 | 917 | FALSE | 0 | FALSE | 0 | FALSE | 0 | FALSE | 0 | FALSE | 0 | FALSE | 0 | FALSE | 0 | FALSE | 0 | FALSE | 0 | FALSE | 0 | FALSE | 0 | FALSE | 0 | FALSE | 0 | FALSE | 0 | FALSE | 0 | FALSE | 0 | FALSE | 0 | FALSE | 0 | FALSE | 0 | FALSE | 0 | FALSE | 0 | FALSE | 0 | FALSE | 0 | FALSE | 0 | FALSE | 0 | FALSE | 0 | FALSE | 0 | FALSE | 0 | FALSE | 0 | FALSE | 0 | TRUE | 750 | FALSE | 0 | FALSE | 0 | FALSE | 0 | FALSE | 0 | FALSE | 0 | FALSE | 0 | FALSE | 0 | FALSE | 0 | FALSE | 0 | FALSE | 0 | FALSE | 0 | FALSE | 0 | FALSE | 0 | FALSE | 0 | FALSE | 0 | FALSE | 0 | FALSE | 0 | FALSE | 0 | FALSE | 0 | FALSE | 0
50 |  | 0 | 916 | FALSE | 0 | FALSE | 0 | FALSE | 0 | FALSE | 0 | FALSE | 0 | FALSE | 0 | FALSE | 0 | FALSE | 0 | FALSE | 0 | FALSE | 0 | FALSE | 0 | FALSE | 0 | FALSE | 0 | FALSE | 0 | FALSE | 0 | FALSE | 0 | FALSE | 0 | FALSE | 0 | FALSE | 0 | FALSE | 0 | FALSE | 0 | FALSE | 0 | FALSE | 0 | FALSE | 0 | FALSE | 0 | FALSE | 0 | FALSE | 0 | FALSE | 0 | FALSE | 0 | FALSE | 0 | TRUE | 750 | FALSE | 0 | FALSE | 0 | FALSE | 0 | FALSE | 0 | FALSE | 0 | FALSE | 0 | FALSE | 0 | FALSE | 0 | FALSE | 0 | FALSE | 0 | FALSE | 0 | FALSE | 0 | FALSE | 0 | FALSE | 0 | FALSE | 0 | FALSE | 0 | FALSE | 0 | FALSE | 0 | FALSE | 0 | FALSE | 0
50 |  | 0 | 915 | FALSE | 0 | FALSE | 0 | FALSE | 0 | FALSE | 0 | FALSE | 0 | FALSE | 0 | FALSE | 0 | FALSE | 0 | FALSE | 0 | FALSE | 0 | FALSE | 0 | FALSE | 0 | FALSE | 0 | FALSE | 0 | FALSE | 0 | FALSE | 0 | FALSE | 0 | FALSE | 0 | FALSE | 0 | FALSE | 0 | FALSE | 0 | FALSE | 0 | FALSE | 0 | FALSE | 0 | FALSE | 0 | FALSE | 0 | FALSE | 0 | FALSE | 0 | FALSE | 0 | FALSE | 0 | TRUE | 750 | FALSE | 0 | FALSE | 0 | FALSE | 0 | FALSE | 0 | FALSE | 0 | FALSE | 0 | FALSE | 0 | FALSE | 0 | FALSE | 0 | FALSE | 0 | FALSE | 0 | FALSE | 0 | FALSE | 0 | FALSE | 0 | FALSE | 0 | FALSE | 0 | FALSE | 0 | FALSE | 0 | FALSE | 0 | FALSE | 0
50 |  | 0 | 914 | FALSE | 0 | FALSE | 0 | FALSE | 0 | FALSE | 0 | FALSE | 0 | FALSE | 0 | FALSE | 0 | FALSE | 0 | FALSE | 0 | FALSE | 0 | FALSE | 0 | FALSE | 0 | FALSE | 0 | FALSE | 0 | FALSE | 0 | FALSE | 0 | FALSE | 0 | FALSE | 0 | FALSE | 0 | FALSE | 0 | FALSE | 0 | FALSE | 0 | FALSE | 0 | FALSE | 0 | FALSE | 0 | FALSE | 0 | FALSE | 0 | FALSE | 0 | FALSE | 0 | FALSE | 0 | TRUE | 750 | FALSE | 0 | FALSE | 0 | FALSE | 0 | FALSE | 0 | FALSE | 0 | FALSE | 0 | FALSE | 0 | FALSE | 0 | FALSE | 0 | FALSE | 0 | FALSE | 0 | FALSE | 0 | FALSE | 0 | FALSE | 0 | FALSE | 0 | FALSE | 0 | FALSE | 0 | FALSE | 0 | FALSE | 0 | FALSE | 0
50 |  | 0 | 913 | FALSE | 0 | FALSE | 0 | FALSE | 0 | FALSE | 0 | FALSE | 0 | FALSE | 0 | FALSE | 0 | FALSE | 0 | FALSE | 0 | FALSE | 0 | FALSE | 0 | FALSE | 0 | FALSE | 0 | FALSE | 0 | FALSE | 0 | FALSE | 0 | FALSE | 0 | FALSE | 0 | FALSE | 0 | FALSE | 0 | FALSE | 0 | FALSE | 0 | FALSE | 0 | FALSE | 0 | FALSE | 0 | FALSE | 0 | FALSE | 0 | FALSE | 0 | FALSE | 0 | FALSE | 0 | TRUE | 750 | FALSE | 0 | FALSE | 0 | FALSE | 0 | FALSE | 0 | FALSE | 0 | FALSE | 0 | FALSE | 0 | FALSE | 0 | FALSE | 0 | FALSE | 0 | FALSE | 0 | FALSE | 0 | FALSE | 0 | FALSE | 0 | FALSE | 0 | FALSE | 0 | FALSE | 0 | FALSE | 0 | FALSE | 0 | FALSE | 0
50 |  | 0 | 912 | FALSE | 0 | FALSE | 0 | FALSE | 0 | FALSE | 0 | FALSE | 0 | FALSE | 0 | FALSE | 0 | FALSE | 0 | FALSE | 0 | FALSE | 0 | FALSE | 0 | FALSE | 0 | FALSE | 0 | FALSE | 0 | FALSE | 0 | FALSE | 0 | FALSE | 0 | FALSE | 0 | FALSE | 0 | FALSE | 0 | FALSE | 0 | FALSE | 0 | FALSE | 0 | FALSE | 0 | FALSE | 0 | FALSE | 0 | FALSE | 0 | FALSE | 0 | FALSE | 0 | FALSE | 0 | TRUE | 750 | FALSE | 0 | FALSE | 0 | FALSE | 0 | FALSE | 0 | FALSE | 0 | FALSE | 0 | FALSE | 0 | FALSE | 0 | FALSE | 0 | FALSE | 0 | FALSE | 0 | FALSE | 0 | FALSE | 0 | FALSE | 0 | FALSE | 0 | FALSE | 0 | FALSE | 0 | FALSE | 0 | FALSE | 0 | FALSE | 0
50 |  | 0 | 911 | FALSE | 0 | FALSE | 0 | FALSE | 0 | FALSE | 0 | FALSE | 0 | FALSE | 0 | FALSE | 0 | FALSE | 0 | FALSE | 0 | FALSE | 0 | FALSE | 0 | FALSE | 0 | FALSE | 0 | FALSE | 0 | FALSE | 0 | FALSE | 0 | FALSE | 0 | FALSE | 0 | FALSE | 0 | FALSE | 0 | FALSE | 0 | FALSE | 0 | FALSE | 0 | FALSE | 0 | FALSE | 0 | FALSE | 0 | FALSE | 0 | FALSE | 0 | FALSE | 0 | FALSE | 0 | TRUE | 750 | FALSE | 0 | FALSE | 0 | FALSE | 0 | FALSE | 0 | FALSE | 0 | FALSE | 0 | FALSE | 0 | FALSE | 0 | FALSE | 0 | FALSE | 0 | FALSE | 0 | FALSE | 0 | FALSE | 0 | FALSE | 0 | FALSE | 0 | FALSE | 0 | FALSE | 0 | FALSE | 0 | FALSE | 0 | FALSE | 0
50 |  | 0 | 910 | FALSE | 0 | FALSE | 0 | FALSE | 0 | FALSE | 0 | FALSE | 0 | FALSE | 0 | FALSE | 0 | FALSE | 0 | FALSE | 0 | FALSE | 0 | FALSE | 0 | FALSE | 0 | FALSE | 0 | FALSE | 0 | FALSE | 0 | FALSE | 0 | FALSE | 0 | FALSE | 0 | FALSE | 0 | FALSE | 0 | FALSE | 0 | FALSE | 0 | FALSE | 0 | FALSE | 0 | FALSE | 0 | FALSE | 0 | FALSE | 0 | FALSE | 0 | FALSE | 0 | FALSE | 0 | TRUE | 750 | FALSE | 0 | FALSE | 0 | FALSE | 0 | FALSE | 0 | FALSE | 0 | FALSE | 0 | FALSE | 0 | FALSE | 0 | FALSE | 0 | FALSE | 0 | FALSE | 0 | FALSE | 0 | FALSE | 0 | FALSE | 0 | FALSE | 0 | FALSE | 0 | FALSE | 0 | FALSE | 0 | FALSE | 0 | FALSE | 0
50 |  | 0 | 909 | FALSE | 0 | FALSE | 0 | FALSE | 0 | FALSE | 0 | FALSE | 0 | FALSE | 0 | FALSE | 0 | FALSE | 0 | FALSE | 0 | FALSE | 0 | FALSE | 0 | FALSE | 0 | FALSE | 0 | FALSE | 0 | FALSE | 0 | FALSE | 0 | FALSE | 0 | FALSE | 0 | FALSE | 0 | FALSE | 0 | FALSE | 0 | FALSE | 0 | FALSE | 0 | FALSE | 0 | FALSE | 0 | FALSE | 0 | FALSE | 0 | FALSE | 0 | FALSE | 0 | FALSE | 0 | TRUE | 750 | FALSE | 0 | FALSE | 0 | FALSE | 0 | FALSE | 0 | FALSE | 0 | FALSE | 0 | FALSE | 0 | FALSE | 0 | FALSE | 0 | FALSE | 0 | FALSE | 0 | FALSE | 0 | FALSE | 0 | FALSE | 0 | FALSE | 0 | FALSE | 0 | FALSE | 0 | FALSE | 0 | FALSE | 0 | FALSE | 0
50 |  | 0 | 908 | FALSE | 0 | FALSE | 0 | FALSE | 0 | FALSE | 0 | FALSE | 0 | FALSE | 0 | FALSE | 0 | FALSE | 0 | FALSE | 0 | FALSE | 0 | FALSE | 0 | FALSE | 0 | FALSE | 0 | FALSE | 0 | FALSE | 0 | FALSE | 0 | FALSE | 0 | FALSE | 0 | FALSE | 0 | FALSE | 0 | FALSE | 0 | FALSE | 0 | FALSE | 0 | FALSE | 0 | FALSE | 0 | FALSE | 0 | FALSE | 0 | FALSE | 0 | FALSE | 0 | FALSE | 0 | TRUE | 750 | FALSE | 0 | FALSE | 0 | FALSE | 0 | FALSE | 0 | FALSE | 0 | FALSE | 0 | FALSE | 0 | FALSE | 0 | FALSE | 0 | FALSE | 0 | FALSE | 0 | FALSE | 0 | FALSE | 0 | FALSE | 0 | FALSE | 0 | FALSE | 0 | FALSE | 0 | FALSE | 0 | FALSE | 0 | FALSE | 0
50 |  | 0 | 907 | FALSE | 0 | FALSE | 0 | FALSE | 0 | FALSE | 0 | FALSE | 0 | FALSE | 0 | FALSE | 0 | FALSE | 0 | FALSE | 0 | FALSE | 0 | FALSE | 0 | FALSE | 0 | FALSE | 0 | FALSE | 0 | FALSE | 0 | FALSE | 0 | FALSE | 0 | FALSE | 0 | FALSE | 0 | FALSE | 0 | FALSE | 0 | FALSE | 0 | FALSE | 0 | FALSE | 0 | FALSE | 0 | FALSE | 0 | FALSE | 0 | FALSE | 0 | FALSE | 0 | FALSE | 0 | TRUE | 750 | FALSE | 0 | FALSE | 0 | FALSE | 0 | FALSE | 0 | FALSE | 0 | FALSE | 0 | FALSE | 0 | FALSE | 0 | FALSE | 0 | FALSE | 0 | FALSE | 0 | FALSE | 0 | FALSE | 0 | FALSE | 0 | FALSE | 0 | FALSE | 0 | FALSE | 0 | FALSE | 0 | FALSE | 0 | FALSE | 0
50 |  | 0 | 906 | FALSE | 0 | FALSE | 0 | FALSE | 0 | FALSE | 0 | FALSE | 0 | FALSE | 0 | FALSE | 0 | FALSE | 0 | FALSE | 0 | FALSE | 0 | FALSE | 0 | FALSE | 0 | FALSE | 0 | FALSE | 0 | FALSE | 0 | FALSE | 0 | FALSE | 0 | FALSE | 0 | FALSE | 0 | FALSE | 0 | FALSE | 0 | FALSE | 0 | FALSE | 0 | FALSE | 0 | FALSE | 0 | FALSE | 0 | FALSE | 0 | FALSE | 0 | FALSE | 0 | FALSE | 0 | TRUE | 750 | FALSE | 0 | FALSE | 0 | FALSE | 0 | FALSE | 0 | FALSE | 0 | FALSE | 0 | FALSE | 0 | FALSE | 0 | FALSE | 0 | FALSE | 0 | FALSE | 0 | FALSE | 0 | FALSE | 0 | FALSE | 0 | FALSE | 0 | FALSE | 0 | FALSE | 0 | FALSE | 0 | FALSE | 0 | FALSE | 0
50 |  | 0 | 905 | FALSE | 0 | FALSE | 0 | FALSE | 0 | FALSE | 0 | FALSE | 0 | FALSE | 0 | FALSE | 0 | FALSE | 0 | FALSE | 0 | FALSE | 0 | FALSE | 0 | FALSE | 0 | FALSE | 0 | FALSE | 0 | FALSE | 0 | FALSE | 0 | FALSE | 0 | FALSE | 0 | FALSE | 0 | FALSE | 0 | FALSE | 0 | FALSE | 0 | FALSE | 0 | FALSE | 0 | FALSE | 0 | FALSE | 0 | FALSE | 0 | FALSE | 0 | FALSE | 0 | FALSE | 0 | TRUE | 750 | FALSE | 0 | FALSE | 0 | FALSE | 0 | FALSE | 0 | FALSE | 0 | FALSE | 0 | FALSE | 0 | FALSE | 0 | FALSE | 0 | FALSE | 0 | FALSE | 0 | FALSE | 0 | FALSE | 0 | FALSE | 0 | FALSE | 0 | FALSE | 0 | FALSE | 0 | FALSE | 0 | FALSE | 0 | FALSE | 0
50 |  | 0 | 904 | FALSE | 0 | FALSE | 0 | FALSE | 0 | FALSE | 0 | FALSE | 0 | FALSE | 0 | FALSE | 0 | FALSE | 0 | FALSE | 0 | FALSE | 0 | FALSE | 0 | FALSE | 0 | FALSE | 0 | FALSE | 0 | FALSE | 0 | FALSE | 0 | FALSE | 0 | FALSE | 0 | FALSE | 0 | FALSE | 0 | FALSE | 0 | FALSE | 0 | FALSE | 0 | FALSE | 0 | FALSE | 0 | FALSE | 0 | FALSE | 0 | FALSE | 0 | FALSE | 0 | FALSE | 0 | TRUE | 750 | FALSE | 0 | FALSE | 0 | FALSE | 0 | FALSE | 0 | FALSE | 0 | FALSE | 0 | FALSE | 0 | FALSE | 0 | FALSE | 0 | FALSE | 0 | FALSE | 0 | FALSE | 0 | FALSE | 0 | FALSE | 0 | FALSE | 0 | FALSE | 0 | FALSE | 0 | FALSE | 0 | FALSE | 0 | FALSE | 0
50 |  | 0 | 903 | FALSE | 0 | FALSE | 0 | FALSE | 0 | FALSE | 0 | FALSE | 0 | FALSE | 0 | FALSE | 0 | FALSE | 0 | FALSE | 0 | FALSE | 0 | FALSE | 0 | FALSE | 0 | FALSE | 0 | FALSE | 0 | FALSE | 0 | FALSE | 0 | FALSE | 0 | FALSE | 0 | FALSE | 0 | FALSE | 0 | FALSE | 0 | FALSE | 0 | FALSE | 0 | FALSE | 0 | FALSE | 0 | FALSE | 0 | FALSE | 0 | FALSE | 0 | FALSE | 0 | FALSE | 0 | TRUE | 750 | FALSE | 0 | FALSE | 0 | FALSE | 0 | FALSE | 0 | FALSE | 0 | FALSE | 0 | FALSE | 0 | FALSE | 0 | FALSE | 0 | FALSE | 0 | FALSE | 0 | FALSE | 0 | FALSE | 0 | FALSE | 0 | FALSE | 0 | FALSE | 0 | FALSE | 0 | FALSE | 0 | FALSE | 0 | FALSE | 0
50 |  | 0 | 902 | FALSE | 0 | FALSE | 0 | FALSE | 0 | FALSE | 0 | FALSE | 0 | FALSE | 0 | FALSE | 0 | FALSE | 0 | FALSE | 0 | FALSE | 0 | FALSE | 0 | FALSE | 0 | FALSE | 0 | FALSE | 0 | FALSE | 0 | FALSE | 0 | FALSE | 0 | FALSE | 0 | FALSE | 0 | FALSE | 0 | FALSE | 0 | FALSE | 0 | FALSE | 0 | FALSE | 0 | FALSE | 0 | FALSE | 0 | FALSE | 0 | FALSE | 0 | FALSE | 0 | FALSE | 0 | TRUE | 750 | FALSE | 0 | FALSE | 0 | FALSE | 0 | FALSE | 0 | FALSE | 0 | FALSE | 0 | FALSE | 0 | FALSE | 0 | FALSE | 0 | FALSE | 0 | FALSE | 0 | FALSE | 0 | FALSE | 0 | FALSE | 0 | FALSE | 0 | FALSE | 0 | FALSE | 0 | FALSE | 0 | FALSE | 0 | FALSE | 0
50 |  | 0 | 901 | FALSE | 0 | FALSE | 0 | FALSE | 0 | FALSE | 0 | FALSE | 0 | FALSE | 0 | FALSE | 0 | FALSE | 0 | FALSE | 0 | FALSE | 0 | FALSE | 0 | FALSE | 0 | FALSE | 0 | FALSE | 0 | FALSE | 0 | FALSE | 0 | FALSE | 0 | FALSE | 0 | FALSE | 0 | FALSE | 0 | FALSE | 0 | FALSE | 0 | FALSE | 0 | FALSE | 0 | FALSE | 0 | FALSE | 0 | FALSE | 0 | FALSE | 0 | FALSE | 0 | FALSE | 0 | TRUE | 750 | FALSE | 0 | FALSE | 0 | FALSE | 0 | FALSE | 0 | FALSE | 0 | FALSE | 0 | FALSE | 0 | FALSE | 0 | FALSE | 0 | FALSE | 0 | FALSE | 0 | FALSE | 0 | FALSE | 0 | FALSE | 0 | FALSE | 0 | FALSE | 0 | FALSE | 0 | FALSE | 0 | FALSE | 0 | FALSE | 0
50 |  | 0 | 900 | FALSE | 0 | FALSE | 0 | FALSE | 0 | FALSE | 0 | FALSE | 0 | FALSE | 0 | FALSE | 0 | FALSE | 0 | FALSE | 0 | FALSE | 0 | FALSE | 0 | FALSE | 0 | FALSE | 0 | FALSE | 0 | FALSE | 0 | FALSE | 0 | FALSE | 0 | FALSE | 0 | FALSE | 0 | FALSE | 0 | FALSE | 0 | FALSE | 0 | FALSE | 0 | FALSE | 0 | FALSE | 0 | FALSE | 0 | FALSE | 0 | FALSE | 0 | FALSE | 0 | FALSE | 0 | TRUE | 750 | FALSE | 0 | FALSE | 0 | FALSE | 0 | FALSE | 0 | FALSE | 0 | FALSE | 0 | FALSE | 0 | FALSE | 0 | FALSE | 0 | FALSE | 0 | FALSE | 0 | FALSE | 0 | FALSE | 0 | FALSE | 0 | FALSE | 0 | FALSE | 0 | FALSE | 0 | FALSE | 0 | FALSE | 0 | FALSE | 0
50 |  | 0 | 899 | FALSE | 0 | FALSE | 0 | FALSE | 0 | FALSE | 0 | FALSE | 0 | FALSE | 0 | FALSE | 0 | FALSE | 0 | FALSE | 0 | FALSE | 0 | FALSE | 0 | FALSE | 0 | FALSE | 0 | FALSE | 0 | FALSE | 0 | FALSE | 0 | FALSE | 0 | FALSE | 0 | FALSE | 0 | FALSE | 0 | FALSE | 0 | FALSE | 0 | FALSE | 0 | FALSE | 0 | FALSE | 0 | FALSE | 0 | FALSE | 0 | FALSE | 0 | FALSE | 0 | FALSE | 0 | TRUE | 750 | FALSE | 0 | FALSE | 0 | FALSE | 0 | FALSE | 0 | FALSE | 0 | FALSE | 0 | FALSE | 0 | FALSE | 0 | FALSE | 0 | FALSE | 0 | FALSE | 0 | FALSE | 0 | FALSE | 0 | FALSE | 0 | FALSE | 0 | FALSE | 0 | FALSE | 0 | FALSE | 0 | FALSE | 0 | FALSE | 0
50 |  | 0 | 898 | FALSE | 0 | FALSE | 0 | FALSE | 0 | FALSE | 0 | FALSE | 0 | FALSE | 0 | FALSE | 0 | FALSE | 0 | FALSE | 0 | FALSE | 0 | FALSE | 0 | FALSE | 0 | FALSE | 0 | FALSE | 0 | FALSE | 0 | FALSE | 0 | FALSE | 0 | FALSE | 0 | FALSE | 0 | FALSE | 0 | FALSE | 0 | FALSE | 0 | FALSE | 0 | FALSE | 0 | FALSE | 0 | FALSE | 0 | FALSE | 0 | FALSE | 0 | FALSE | 0 | FALSE | 0 | TRUE | 750 | FALSE | 0 | FALSE | 0 | FALSE | 0 | FALSE | 0 | FALSE | 0 | FALSE | 0 | FALSE | 0 | FALSE | 0 | FALSE | 0 | FALSE | 0 | FALSE | 0 | FALSE | 0 | FALSE | 0 | FALSE | 0 | FALSE | 0 | FALSE | 0 | FALSE | 0 | FALSE | 0 | FALSE | 0 | FALSE | 0
50 |  | 0 | 897 | FALSE | 0 | FALSE | 0 | FALSE | 0 | FALSE | 0 | FALSE | 0 | FALSE | 0 | FALSE | 0 | FALSE | 0 | FALSE | 0 | FALSE | 0 | FALSE | 0 | FALSE | 0 | FALSE | 0 | FALSE | 0 | FALSE | 0 | FALSE | 0 | FALSE | 0 | FALSE | 0 | FALSE | 0 | FALSE | 0 | FALSE | 0 | FALSE | 0 | FALSE | 0 | FALSE | 0 | FALSE | 0 | FALSE | 0 | FALSE | 0 | FALSE | 0 | FALSE | 0 | FALSE | 0 | TRUE | 750 | FALSE | 0 | FALSE | 0 | FALSE | 0 | FALSE | 0 | FALSE | 0 | FALSE | 0 | FALSE | 0 | FALSE | 0 | FALSE | 0 | FALSE | 0 | FALSE | 0 | FALSE | 0 | FALSE | 0 | FALSE | 0 | FALSE | 0 | FALSE | 0 | FALSE | 0 | FALSE | 0 | FALSE | 0 | FALSE | 0
50 |  | 0 | 896 | FALSE | 0 | FALSE | 0 | FALSE | 0 | FALSE | 0 | FALSE | 0 | FALSE | 0 | FALSE | 0 | FALSE | 0 | FALSE | 0 | FALSE | 0 | FALSE | 0 | FALSE | 0 | FALSE | 0 | FALSE | 0 | FALSE | 0 | FALSE | 0 | FALSE | 0 | FALSE | 0 | FALSE | 0 | FALSE | 0 | FALSE | 0 | FALSE | 0 | FALSE | 0 | FALSE | 0 | FALSE | 0 | FALSE | 0 | FALSE | 0 | FALSE | 0 | FALSE | 0 | FALSE | 0 | TRUE | 750 | FALSE | 0 | FALSE | 0 | FALSE | 0 | FALSE | 0 | FALSE | 0 | FALSE | 0 | FALSE | 0 | FALSE | 0 | FALSE | 0 | FALSE | 0 | FALSE | 0 | FALSE | 0 | FALSE | 0 | FALSE | 0 | FALSE | 0 | FALSE | 0 | FALSE | 0 | FALSE | 0 | FALSE | 0 | FALSE | 0
50 |  | 0 | 895 | FALSE | 0 | FALSE | 0 | FALSE | 0 | FALSE | 0 | FALSE | 0 | FALSE | 0 | FALSE | 0 | FALSE | 0 | FALSE | 0 | FALSE | 0 | FALSE | 0 | FALSE | 0 | FALSE | 0 | FALSE | 0 | FALSE | 0 | FALSE | 0 | FALSE | 0 | FALSE | 0 | FALSE | 0 | FALSE | 0 | FALSE | 0 | FALSE | 0 | FALSE | 0 | FALSE | 0 | FALSE | 0 | FALSE | 0 | FALSE | 0 | FALSE | 0 | FALSE | 0 | FALSE | 0 | TRUE | 750 | FALSE | 0 | FALSE | 0 | FALSE | 0 | FALSE | 0 | FALSE | 0 | FALSE | 0 | FALSE | 0 | FALSE | 0 | FALSE | 0 | FALSE | 0 | FALSE | 0 | FALSE | 0 | FALSE | 0 | FALSE | 0 | FALSE | 0 | FALSE | 0 | FALSE | 0 | FALSE | 0 | FALSE | 0 | FALSE | 0
50 |  | 0 | 894 | FALSE | 0 | FALSE | 0 | FALSE | 0 | FALSE | 0 | FALSE | 0 | FALSE | 0 | FALSE | 0 | FALSE | 0 | FALSE | 0 | FALSE | 0 | FALSE | 0 | FALSE | 0 | FALSE | 0 | FALSE | 0 | FALSE | 0 | FALSE | 0 | FALSE | 0 | FALSE | 0 | FALSE | 0 | FALSE | 0 | FALSE | 0 | FALSE | 0 | FALSE | 0 | FALSE | 0 | FALSE | 0 | FALSE | 0 | FALSE | 0 | FALSE | 0 | FALSE | 0 | FALSE | 0 | TRUE | 750 | FALSE | 0 | FALSE | 0 | FALSE | 0 | FALSE | 0 | FALSE | 0 | FALSE | 0 | FALSE | 0 | FALSE | 0 | FALSE | 0 | FALSE | 0 | FALSE | 0 | FALSE | 0 | FALSE | 0 | FALSE | 0 | FALSE | 0 | FALSE | 0 | FALSE | 0 | FALSE | 0 | FALSE | 0 | FALSE | 0
50 |  | 0 | 893 | FALSE | 0 | FALSE | 0 | FALSE | 0 | FALSE | 0 | FALSE | 0 | FALSE | 0 | FALSE | 0 | FALSE | 0 | FALSE | 0 | FALSE | 0 | FALSE | 0 | FALSE | 0 | FALSE | 0 | FALSE | 0 | FALSE | 0 | FALSE | 0 | FALSE | 0 | FALSE | 0 | FALSE | 0 | FALSE | 0 | FALSE | 0 | FALSE | 0 | FALSE | 0 | FALSE | 0 | FALSE | 0 | FALSE | 0 | FALSE | 0 | FALSE | 0 | FALSE | 0 | FALSE | 0 | TRUE | 750 | FALSE | 0 | FALSE | 0 | FALSE | 0 | FALSE | 0 | FALSE | 0 | FALSE | 0 | FALSE | 0 | FALSE | 0 | FALSE | 0 | FALSE | 0 | FALSE | 0 | FALSE | 0 | FALSE | 0 | FALSE | 0 | FALSE | 0 | FALSE | 0 | FALSE | 0 | FALSE | 0 | FALSE | 0 | FALSE | 0
50 |  | 0 | 892 | FALSE | 0 | FALSE | 0 | FALSE | 0 | FALSE | 0 | FALSE | 0 | FALSE | 0 | FALSE | 0 | FALSE | 0 | FALSE | 0 | FALSE | 0 | FALSE | 0 | FALSE | 0 | FALSE | 0 | FALSE | 0 | FALSE | 0 | FALSE | 0 | FALSE | 0 | FALSE | 0 | FALSE | 0 | FALSE | 0 | FALSE | 0 | FALSE | 0 | FALSE | 0 | FALSE | 0 | FALSE | 0 | FALSE | 0 | FALSE | 0 | FALSE | 0 | FALSE | 0 | FALSE | 0 | TRUE | 750 | FALSE | 0 | FALSE | 0 | FALSE | 0 | FALSE | 0 | FALSE | 0 | FALSE | 0 | FALSE | 0 | FALSE | 0 | FALSE | 0 | FALSE | 0 | FALSE | 0 | FALSE | 0 | FALSE | 0 | FALSE | 0 | FALSE | 0 | FALSE | 0 | FALSE | 0 | FALSE | 0 | FALSE | 0 | FALSE | 0
50 |  | 0 | 891 | FALSE | 0 | FALSE | 0 | FALSE | 0 | FALSE | 0 | FALSE | 0 | FALSE | 0 | FALSE | 0 | FALSE | 0 | FALSE | 0 | FALSE | 0 | FALSE | 0 | FALSE | 0 | FALSE | 0 | FALSE | 0 | FALSE | 0 | FALSE | 0 | FALSE | 0 | FALSE | 0 | FALSE | 0 | FALSE | 0 | FALSE | 0 | FALSE | 0 | FALSE | 0 | FALSE | 0 | FALSE | 0 | FALSE | 0 | FALSE | 0 | FALSE | 0 | FALSE | 0 | FALSE | 0 | TRUE | 750 | FALSE | 0 | FALSE | 0 | FALSE | 0 | FALSE | 0 | FALSE | 0 | FALSE | 0 | FALSE | 0 | FALSE | 0 | FALSE | 0 | FALSE | 0 | FALSE | 0 | FALSE | 0 | FALSE | 0 | FALSE | 0 | FALSE | 0 | FALSE | 0 | FALSE | 0 | FALSE | 0 | FALSE | 0 | FALSE | 0
50 |  | 0 | 890 | FALSE | 0 | FALSE | 0 | FALSE | 0 | FALSE | 0 | FALSE | 0 | FALSE | 0 | FALSE | 0 | FALSE | 0 | FALSE | 0 | FALSE | 0 | FALSE | 0 | FALSE | 0 | FALSE | 0 | FALSE | 0 | FALSE | 0 | FALSE | 0 | FALSE | 0 | FALSE | 0 | FALSE | 0 | FALSE | 0 | FALSE | 0 | FALSE | 0 | FALSE | 0 | FALSE | 0 | FALSE | 0 | FALSE | 0 | FALSE | 0 | FALSE | 0 | FALSE | 0 | FALSE | 0 | TRUE | 750 | FALSE | 0 | FALSE | 0 | FALSE | 0 | FALSE | 0 | FALSE | 0 | FALSE | 0 | FALSE | 0 | FALSE | 0 | FALSE | 0 | FALSE | 0 | FALSE | 0 | FALSE | 0 | FALSE | 0 | FALSE | 0 | FALSE | 0 | FALSE | 0 | FALSE | 0 | FALSE | 0 | FALSE | 0 | FALSE | 0
50 |  | 0 | 889 | FALSE | 0 | FALSE | 0 | FALSE | 0 | FALSE | 0 | FALSE | 0 | FALSE | 0 | FALSE | 0 | FALSE | 0 | FALSE | 0 | FALSE | 0 | FALSE | 0 | FALSE | 0 | FALSE | 0 | FALSE | 0 | FALSE | 0 | FALSE | 0 | FALSE | 0 | FALSE | 0 | FALSE | 0 | FALSE | 0 | FALSE | 0 | FALSE | 0 | FALSE | 0 | FALSE | 0 | FALSE | 0 | FALSE | 0 | FALSE | 0 | FALSE | 0 | FALSE | 0 | FALSE | 0 | TRUE | 750 | FALSE | 0 | FALSE | 0 | FALSE | 0 | FALSE | 0 | FALSE | 0 | FALSE | 0 | FALSE | 0 | FALSE | 0 | FALSE | 0 | FALSE | 0 | FALSE | 0 | FALSE | 0 | FALSE | 0 | FALSE | 0 | FALSE | 0 | FALSE | 0 | FALSE | 0 | FALSE | 0 | FALSE | 0 | FALSE | 0
50 |  | 0 | 888 | FALSE | 0 | FALSE | 0 | FALSE | 0 | FALSE | 0 | FALSE | 0 | FALSE | 0 | FALSE | 0 | FALSE | 0 | FALSE | 0 | FALSE | 0 | FALSE | 0 | FALSE | 0 | FALSE | 0 | FALSE | 0 | FALSE | 0 | FALSE | 0 | FALSE | 0 | FALSE | 0 | FALSE | 0 | FALSE | 0 | FALSE | 0 | FALSE | 0 | FALSE | 0 | FALSE | 0 | FALSE | 0 | FALSE | 0 | FALSE | 0 | FALSE | 0 | FALSE | 0 | FALSE | 0 | TRUE | 750 | FALSE | 0 | FALSE | 0 | FALSE | 0 | FALSE | 0 | FALSE | 0 | FALSE | 0 | FALSE | 0 | FALSE | 0 | FALSE | 0 | FALSE | 0 | FALSE | 0 | FALSE | 0 | FALSE | 0 | FALSE | 0 | FALSE | 0 | FALSE | 0 | FALSE | 0 | FALSE | 0 | FALSE | 0 | FALSE | 0
50 |  | 0 | 887 | FALSE | 0 | FALSE | 0 | FALSE | 0 | FALSE | 0 | FALSE | 0 | FALSE | 0 | FALSE | 0 | FALSE | 0 | FALSE | 0 | FALSE | 0 | FALSE | 0 | FALSE | 0 | FALSE | 0 | FALSE | 0 | FALSE | 0 | FALSE | 0 | FALSE | 0 | FALSE | 0 | FALSE | 0 | FALSE | 0 | FALSE | 0 | FALSE | 0 | FALSE | 0 | FALSE | 0 | FALSE | 0 | FALSE | 0 | FALSE | 0 | FALSE | 0 | FALSE | 0 | FALSE | 0 | TRUE | 750 | FALSE | 0 | FALSE | 0 | FALSE | 0 | FALSE | 0 | FALSE | 0 | FALSE | 0 | FALSE | 0 | FALSE | 0 | FALSE | 0 | FALSE | 0 | FALSE | 0 | FALSE | 0 | FALSE | 0 | FALSE | 0 | FALSE | 0 | FALSE | 0 | FALSE | 0 | FALSE | 0 | FALSE | 0 | FALSE | 0
50 |  | 0 | 886 | FALSE | 0 | FALSE | 0 | FALSE | 0 | FALSE | 0 | FALSE | 0 | FALSE | 0 | FALSE | 0 | FALSE | 0 | FALSE | 0 | FALSE | 0 | FALSE | 0 | FALSE | 0 | FALSE | 0 | FALSE | 0 | FALSE | 0 | FALSE | 0 | FALSE | 0 | FALSE | 0 | FALSE | 0 | FALSE | 0 | FALSE | 0 | FALSE | 0 | FALSE | 0 | FALSE | 0 | FALSE | 0 | FALSE | 0 | FALSE | 0 | FALSE | 0 | FALSE | 0 | FALSE | 0 | TRUE | 750 | FALSE | 0 | FALSE | 0 | FALSE | 0 | FALSE | 0 | FALSE | 0 | FALSE | 0 | FALSE | 0 | FALSE | 0 | FALSE | 0 | FALSE | 0 | FALSE | 0 | FALSE | 0 | FALSE | 0 | FALSE | 0 | FALSE | 0 | FALSE | 0 | FALSE | 0 | FALSE | 0 | FALSE | 0 | FALSE | 0
50 |  | 0 | 885 | FALSE | 0 | FALSE | 0 | FALSE | 0 | FALSE | 0 | FALSE | 0 | FALSE | 0 | FALSE | 0 | FALSE | 0 | FALSE | 0 | FALSE | 0 | FALSE | 0 | FALSE | 0 | FALSE | 0 | FALSE | 0 | FALSE | 0 | FALSE | 0 | FALSE | 0 | FALSE | 0 | FALSE | 0 | FALSE | 0 | FALSE | 0 | FALSE | 0 | FALSE | 0 | FALSE | 0 | FALSE | 0 | FALSE | 0 | FALSE | 0 | FALSE | 0 | FALSE | 0 | FALSE | 0 | TRUE | 750 | FALSE | 0 | FALSE | 0 | FALSE | 0 | FALSE | 0 | FALSE | 0 | FALSE | 0 | FALSE | 0 | FALSE | 0 | FALSE | 0 | FALSE | 0 | FALSE | 0 | FALSE | 0 | FALSE | 0 | FALSE | 0 | FALSE | 0 | FALSE | 0 | FALSE | 0 | FALSE | 0 | FALSE | 0 | FALSE | 0
50 |  | 0 | 884 | FALSE | 0 | FALSE | 0 | FALSE | 0 | FALSE | 0 | FALSE | 0 | FALSE | 0 | FALSE | 0 | FALSE | 0 | FALSE | 0 | FALSE | 0 | FALSE | 0 | FALSE | 0 | FALSE | 0 | FALSE | 0 | FALSE | 0 | FALSE | 0 | FALSE | 0 | FALSE | 0 | FALSE | 0 | FALSE | 0 | FALSE | 0 | FALSE | 0 | FALSE | 0 | FALSE | 0 | FALSE | 0 | FALSE | 0 | FALSE | 0 | FALSE | 0 | FALSE | 0 | FALSE | 0 | TRUE | 750 | FALSE | 0 | FALSE | 0 | FALSE | 0 | FALSE | 0 | FALSE | 0 | FALSE | 0 | FALSE | 0 | FALSE | 0 | FALSE | 0 | FALSE | 0 | FALSE | 0 | FALSE | 0 | FALSE | 0 | FALSE | 0 | FALSE | 0 | FALSE | 0 | FALSE | 0 | FALSE | 0 | FALSE | 0 | FALSE | 0
50 |  | 0 | 883 | FALSE | 0 | FALSE | 0 | FALSE | 0 | FALSE | 0 | FALSE | 0 | FALSE | 0 | FALSE | 0 | FALSE | 0 | FALSE | 0 | FALSE | 0 | FALSE | 0 | FALSE | 0 | FALSE | 0 | FALSE | 0 | FALSE | 0 | FALSE | 0 | FALSE | 0 | FALSE | 0 | FALSE | 0 | FALSE | 0 | FALSE | 0 | FALSE | 0 | FALSE | 0 | FALSE | 0 | FALSE | 0 | FALSE | 0 | FALSE | 0 | FALSE | 0 | FALSE | 0 | FALSE | 0 | TRUE | 750 | FALSE | 0 | FALSE | 0 | FALSE | 0 | FALSE | 0 | FALSE | 0 | FALSE | 0 | FALSE | 0 | FALSE | 0 | FALSE | 0 | FALSE | 0 | FALSE | 0 | FALSE | 0 | FALSE | 0 | FALSE | 0 | FALSE | 0 | FALSE | 0 | FALSE | 0 | FALSE | 0 | FALSE | 0 | FALSE | 0
50 |  | 0 | 882 | FALSE | 0 | FALSE | 0 | FALSE | 0 | FALSE | 0 | FALSE | 0 | FALSE | 0 | FALSE | 0 | FALSE | 0 | FALSE | 0 | FALSE | 0 | FALSE | 0 | FALSE | 0 | FALSE | 0 | FALSE | 0 | FALSE | 0 | FALSE | 0 | FALSE | 0 | FALSE | 0 | FALSE | 0 | FALSE | 0 | FALSE | 0 | FALSE | 0 | FALSE | 0 | FALSE | 0 | FALSE | 0 | FALSE | 0 | FALSE | 0 | FALSE | 0 | FALSE | 0 | FALSE | 0 | TRUE | 750 | FALSE | 0 | FALSE | 0 | FALSE | 0 | FALSE | 0 | FALSE | 0 | FALSE | 0 | FALSE | 0 | FALSE | 0 | FALSE | 0 | FALSE | 0 | FALSE | 0 | FALSE | 0 | FALSE | 0 | FALSE | 0 | FALSE | 0 | FALSE | 0 | FALSE | 0 | FALSE | 0 | FALSE | 0 | FALSE | 0
50 |  | 0 | 881 | FALSE | 0 | FALSE | 0 | FALSE | 0 | FALSE | 0 | FALSE | 0 | FALSE | 0 | FALSE | 0 | FALSE | 0 | FALSE | 0 | FALSE | 0 | FALSE | 0 | FALSE | 0 | FALSE | 0 | FALSE | 0 | FALSE | 0 | FALSE | 0 | FALSE | 0 | FALSE | 0 | FALSE | 0 | FALSE | 0 | FALSE | 0 | FALSE | 0 | FALSE | 0 | FALSE | 0 | FALSE | 0 | FALSE | 0 | FALSE | 0 | FALSE | 0 | FALSE | 0 | FALSE | 0 | TRUE | 750 | FALSE | 0 | FALSE | 0 | FALSE | 0 | FALSE | 0 | FALSE | 0 | FALSE | 0 | FALSE | 0 | FALSE | 0 | FALSE | 0 | FALSE | 0 | FALSE | 0 | FALSE | 0 | FALSE | 0 | FALSE | 0 | FALSE | 0 | FALSE | 0 | FALSE | 0 | FALSE | 0 | FALSE | 0 | FALSE | 0
50 |  | 0 | 880 | FALSE | 0 | FALSE | 0 | FALSE | 0 | FALSE | 0 | FALSE | 0 | FALSE | 0 | FALSE | 0 | FALSE | 0 | FALSE | 0 | FALSE | 0 | FALSE | 0 | FALSE | 0 | FALSE | 0 | FALSE | 0 | FALSE | 0 | FALSE | 0 | FALSE | 0 | FALSE | 0 | FALSE | 0 | FALSE | 0 | FALSE | 0 | FALSE | 0 | FALSE | 0 | FALSE | 0 | FALSE | 0 | FALSE | 0 | FALSE | 0 | FALSE | 0 | FALSE | 0 | FALSE | 0 | TRUE | 750 | FALSE | 0 | FALSE | 0 | FALSE | 0 | FALSE | 0 | FALSE | 0 | FALSE | 0 | FALSE | 0 | FALSE | 0 | FALSE | 0 | FALSE | 0 | FALSE | 0 | FALSE | 0 | FALSE | 0 | FALSE | 0 | FALSE | 0 | FALSE | 0 | FALSE | 0 | FALSE | 0 | FALSE | 0 | FALSE | 0
50 |  | 0 | 879 | FALSE | 0 | FALSE | 0 | FALSE | 0 | FALSE | 0 | FALSE | 0 | FALSE | 0 | FALSE | 0 | FALSE | 0 | FALSE | 0 | FALSE | 0 | FALSE | 0 | FALSE | 0 | FALSE | 0 | FALSE | 0 | FALSE | 0 | FALSE | 0 | FALSE | 0 | FALSE | 0 | FALSE | 0 | FALSE | 0 | FALSE | 0 | FALSE | 0 | FALSE | 0 | FALSE | 0 | FALSE | 0 | FALSE | 0 | FALSE | 0 | FALSE | 0 | FALSE | 0 | FALSE | 0 | TRUE | 750 | FALSE | 0 | FALSE | 0 | FALSE | 0 | FALSE | 0 | FALSE | 0 | FALSE | 0 | FALSE | 0 | FALSE | 0 | FALSE | 0 | FALSE | 0 | FALSE | 0 | FALSE | 0 | FALSE | 0 | FALSE | 0 | FALSE | 0 | FALSE | 0 | FALSE | 0 | FALSE | 0 | FALSE | 0 | FALSE | 0
50 |  | 0 | 878 | FALSE | 0 | FALSE | 0 | FALSE | 0 | FALSE | 0 | FALSE | 0 | FALSE | 0 | FALSE | 0 | FALSE | 0 | FALSE | 0 | FALSE | 0 | FALSE | 0 | FALSE | 0 | FALSE | 0 | FALSE | 0 | FALSE | 0 | FALSE | 0 | FALSE | 0 | FALSE | 0 | FALSE | 0 | FALSE | 0 | FALSE | 0 | FALSE | 0 | FALSE | 0 | FALSE | 0 | FALSE | 0 | FALSE | 0 | FALSE | 0 | FALSE | 0 | FALSE | 0 | FALSE | 0 | TRUE | 750 | FALSE | 0 | FALSE | 0 | FALSE | 0 | FALSE | 0 | FALSE | 0 | FALSE | 0 | FALSE | 0 | FALSE | 0 | FALSE | 0 | FALSE | 0 | FALSE | 0 | FALSE | 0 | FALSE | 0 | FALSE | 0 | FALSE | 0 | FALSE | 0 | FALSE | 0 | FALSE | 0 | FALSE | 0 | FALSE | 0
50 |  | 0 | 877 | FALSE | 0 | FALSE | 0 | FALSE | 0 | FALSE | 0 | FALSE | 0 | FALSE | 0 | FALSE | 0 | FALSE | 0 | FALSE | 0 | FALSE | 0 | FALSE | 0 | FALSE | 0 | FALSE | 0 | FALSE | 0 | FALSE | 0 | FALSE | 0 | FALSE | 0 | FALSE | 0 | FALSE | 0 | FALSE | 0 | FALSE | 0 | FALSE | 0 | FALSE | 0 | FALSE | 0 | FALSE | 0 | FALSE | 0 | FALSE | 0 | FALSE | 0 | FALSE | 0 | FALSE | 0 | TRUE | 750 | FALSE | 0 | FALSE | 0 | FALSE | 0 | FALSE | 0 | FALSE | 0 | FALSE | 0 | FALSE | 0 | FALSE | 0 | FALSE | 0 | FALSE | 0 | FALSE | 0 | FALSE | 0 | FALSE | 0 | FALSE | 0 | FALSE | 0 | FALSE | 0 | FALSE | 0 | FALSE | 0 | FALSE | 0 | FALSE | 0
50 |  | 0 | 876 | FALSE | 0 | FALSE | 0 | FALSE | 0 | FALSE | 0 | FALSE | 0 | FALSE | 0 | FALSE | 0 | FALSE | 0 | FALSE | 0 | FALSE | 0 | FALSE | 0 | FALSE | 0 | FALSE | 0 | FALSE | 0 | FALSE | 0 | FALSE | 0 | FALSE | 0 | FALSE | 0 | FALSE | 0 | FALSE | 0 | FALSE | 0 | FALSE | 0 | FALSE | 0 | FALSE | 0 | FALSE | 0 | FALSE | 0 | FALSE | 0 | FALSE | 0 | FALSE | 0 | FALSE | 0 | TRUE | 750 | FALSE | 0 | FALSE | 0 | FALSE | 0 | FALSE | 0 | FALSE | 0 | FALSE | 0 | FALSE | 0 | FALSE | 0 | FALSE | 0 | FALSE | 0 | FALSE | 0 | FALSE | 0 | FALSE | 0 | FALSE | 0 | FALSE | 0 | FALSE | 0 | FALSE | 0 | FALSE | 0 | FALSE | 0 | FALSE | 0
50 |  | 0 | 875 | FALSE | 0 | FALSE | 0 | FALSE | 0 | FALSE | 0 | FALSE | 0 | FALSE | 0 | FALSE | 0 | FALSE | 0 | FALSE | 0 | FALSE | 0 | FALSE | 0 | FALSE | 0 | FALSE | 0 | FALSE | 0 | FALSE | 0 | FALSE | 0 | FALSE | 0 | FALSE | 0 | FALSE | 0 | FALSE | 0 | FALSE | 0 | FALSE | 0 | FALSE | 0 | FALSE | 0 | FALSE | 0 | FALSE | 0 | FALSE | 0 | FALSE | 0 | FALSE | 0 | FALSE | 0 | TRUE | 750 | FALSE | 0 | FALSE | 0 | FALSE | 0 | FALSE | 0 | FALSE | 0 | FALSE | 0 | FALSE | 0 | FALSE | 0 | FALSE | 0 | FALSE | 0 | FALSE | 0 | FALSE | 0 | FALSE | 0 | FALSE | 0 | FALSE | 0 | FALSE | 0 | FALSE | 0 | FALSE | 0 | FALSE | 0 | FALSE | 0
50 |  | 0 | 874 | FALSE | 0 | FALSE | 0 | FALSE | 0 | FALSE | 0 | FALSE | 0 | FALSE | 0 | FALSE | 0 | FALSE | 0 | FALSE | 0 | FALSE | 0 | FALSE | 0 | FALSE | 0 | FALSE | 0 | FALSE | 0 | FALSE | 0 | FALSE | 0 | FALSE | 0 | FALSE | 0 | FALSE | 0 | FALSE | 0 | FALSE | 0 | FALSE | 0 | FALSE | 0 | FALSE | 0 | FALSE | 0 | FALSE | 0 | FALSE | 0 | FALSE | 0 | FALSE | 0 | FALSE | 0 | TRUE | 750 | FALSE | 0 | FALSE | 0 | FALSE | 0 | FALSE | 0 | FALSE | 0 | FALSE | 0 | FALSE | 0 | FALSE | 0 | FALSE | 0 | FALSE | 0 | FALSE | 0 | FALSE | 0 | FALSE | 0 | FALSE | 0 | FALSE | 0 | FALSE | 0 | FALSE | 0 | FALSE | 0 | FALSE | 0 | FALSE | 0
50 |  | 0 | 873 | FALSE | 0 | FALSE | 0 | FALSE | 0 | FALSE | 0 | FALSE | 0 | FALSE | 0 | FALSE | 0 | FALSE | 0 | FALSE | 0 | FALSE | 0 | FALSE | 0 | FALSE | 0 | FALSE | 0 | FALSE | 0 | FALSE | 0 | FALSE | 0 | FALSE | 0 | FALSE | 0 | FALSE | 0 | FALSE | 0 | FALSE | 0 | FALSE | 0 | FALSE | 0 | FALSE | 0 | FALSE | 0 | FALSE | 0 | FALSE | 0 | FALSE | 0 | FALSE | 0 | FALSE | 0 | TRUE | 750 | FALSE | 0 | FALSE | 0 | FALSE | 0 | FALSE | 0 | FALSE | 0 | FALSE | 0 | FALSE | 0 | FALSE | 0 | FALSE | 0 | FALSE | 0 | FALSE | 0 | FALSE | 0 | FALSE | 0 | FALSE | 0 | FALSE | 0 | FALSE | 0 | FALSE | 0 | FALSE | 0 | FALSE | 0 | FALSE | 0
50 |  | 0 | 872 | FALSE | 0 | FALSE | 0 | FALSE | 0 | FALSE | 0 | FALSE | 0 | FALSE | 0 | FALSE | 0 | FALSE | 0 | FALSE | 0 | FALSE | 0 | FALSE | 0 | FALSE | 0 | FALSE | 0 | FALSE | 0 | FALSE | 0 | FALSE | 0 | FALSE | 0 | FALSE | 0 | FALSE | 0 | FALSE | 0 | FALSE | 0 | FALSE | 0 | FALSE | 0 | FALSE | 0 | FALSE | 0 | FALSE | 0 | FALSE | 0 | FALSE | 0 | FALSE | 0 | FALSE | 0 | TRUE | 750 | FALSE | 0 | FALSE | 0 | FALSE | 0 | FALSE | 0 | FALSE | 0 | FALSE | 0 | FALSE | 0 | FALSE | 0 | FALSE | 0 | FALSE | 0 | FALSE | 0 | FALSE | 0 | FALSE | 0 | FALSE | 0 | FALSE | 0 | FALSE | 0 | FALSE | 0 | FALSE | 0 | FALSE | 0 | FALSE | 0
50 |  | 0 | 871 | FALSE | 0 | FALSE | 0 | FALSE | 0 | FALSE | 0 | FALSE | 0 | FALSE | 0 | FALSE | 0 | FALSE | 0 | FALSE | 0 | FALSE | 0 | FALSE | 0 | FALSE | 0 | FALSE | 0 | FALSE | 0 | FALSE | 0 | FALSE | 0 | FALSE | 0 | FALSE | 0 | FALSE | 0 | FALSE | 0 | FALSE | 0 | FALSE | 0 | FALSE | 0 | FALSE | 0 | FALSE | 0 | FALSE | 0 | FALSE | 0 | FALSE | 0 | FALSE | 0 | FALSE | 0 | TRUE | 750 | FALSE | 0 | FALSE | 0 | FALSE | 0 | FALSE | 0 | FALSE | 0 | FALSE | 0 | FALSE | 0 | FALSE | 0 | FALSE | 0 | FALSE | 0 | FALSE | 0 | FALSE | 0 | FALSE | 0 | FALSE | 0 | FALSE | 0 | FALSE | 0 | FALSE | 0 | FALSE | 0 | FALSE | 0 | FALSE | 0
50 |  | 0 | 870 | FALSE | 0 | FALSE | 0 | FALSE | 0 | FALSE | 0 | FALSE | 0 | FALSE | 0 | FALSE | 0 | FALSE | 0 | FALSE | 0 | FALSE | 0 | FALSE | 0 | FALSE | 0 | FALSE | 0 | FALSE | 0 | FALSE | 0 | FALSE | 0 | FALSE | 0 | FALSE | 0 | FALSE | 0 | FALSE | 0 | FALSE | 0 | FALSE | 0 | FALSE | 0 | FALSE | 0 | FALSE | 0 | FALSE | 0 | FALSE | 0 | FALSE | 0 | FALSE | 0 | FALSE | 0 | TRUE | 750 | FALSE | 0 | FALSE | 0 | FALSE | 0 | FALSE | 0 | FALSE | 0 | FALSE | 0 | FALSE | 0 | FALSE | 0 | FALSE | 0 | FALSE | 0 | FALSE | 0 | FALSE | 0 | FALSE | 0 | FALSE | 0 | FALSE | 0 | FALSE | 0 | FALSE | 0 | FALSE | 0 | FALSE | 0 | FALSE | 0
50 |  | 0 | 869 | FALSE | 0 | FALSE | 0 | FALSE | 0 | FALSE | 0 | FALSE | 0 | FALSE | 0 | FALSE | 0 | FALSE | 0 | FALSE | 0 | FALSE | 0 | FALSE | 0 | FALSE | 0 | FALSE | 0 | FALSE | 0 | FALSE | 0 | FALSE | 0 | FALSE | 0 | FALSE | 0 | FALSE | 0 | FALSE | 0 | FALSE | 0 | FALSE | 0 | FALSE | 0 | FALSE | 0 | FALSE | 0 | FALSE | 0 | FALSE | 0 | FALSE | 0 | FALSE | 0 | FALSE | 0 | TRUE | 750 | FALSE | 0 | FALSE | 0 | FALSE | 0 | FALSE | 0 | FALSE | 0 | FALSE | 0 | FALSE | 0 | FALSE | 0 | FALSE | 0 | FALSE | 0 | FALSE | 0 | FALSE | 0 | FALSE | 0 | FALSE | 0 | FALSE | 0 | FALSE | 0 | FALSE | 0 | FALSE | 0 | FALSE | 0 | FALSE | 0
50 |  | 0 | 868 | FALSE | 0 | FALSE | 0 | FALSE | 0 | FALSE | 0 | FALSE | 0 | FALSE | 0 | FALSE | 0 | FALSE | 0 | FALSE | 0 | FALSE | 0 | FALSE | 0 | FALSE | 0 | FALSE | 0 | FALSE | 0 | FALSE | 0 | FALSE | 0 | FALSE | 0 | FALSE | 0 | FALSE | 0 | FALSE | 0 | FALSE | 0 | FALSE | 0 | FALSE | 0 | FALSE | 0 | FALSE | 0 | FALSE | 0 | FALSE | 0 | FALSE | 0 | FALSE | 0 | FALSE | 0 | TRUE | 750 | FALSE | 0 | FALSE | 0 | FALSE | 0 | FALSE | 0 | FALSE | 0 | FALSE | 0 | FALSE | 0 | FALSE | 0 | FALSE | 0 | FALSE | 0 | FALSE | 0 | FALSE | 0 | FALSE | 0 | FALSE | 0 | FALSE | 0 | FALSE | 0 | FALSE | 0 | FALSE | 0 | FALSE | 0 | FALSE | 0
50 |  | 0 | 867 | FALSE | 0 | FALSE | 0 | FALSE | 0 | FALSE | 0 | FALSE | 0 | FALSE | 0 | FALSE | 0 | FALSE | 0 | FALSE | 0 | FALSE | 0 | FALSE | 0 | FALSE | 0 | FALSE | 0 | FALSE | 0 | FALSE | 0 | FALSE | 0 | FALSE | 0 | FALSE | 0 | FALSE | 0 | FALSE | 0 | FALSE | 0 | FALSE | 0 | FALSE | 0 | FALSE | 0 | FALSE | 0 | FALSE | 0 | FALSE | 0 | FALSE | 0 | FALSE | 0 | FALSE | 0 | TRUE | 750 | FALSE | 0 | FALSE | 0 | FALSE | 0 | FALSE | 0 | FALSE | 0 | FALSE | 0 | FALSE | 0 | FALSE | 0 | FALSE | 0 | FALSE | 0 | FALSE | 0 | FALSE | 0 | FALSE | 0 | FALSE | 0 | FALSE | 0 | FALSE | 0 | FALSE | 0 | FALSE | 0 | FALSE | 0 | FALSE | 0
50 |  | 0 | 866 | FALSE | 0 | FALSE | 0 | FALSE | 0 | FALSE | 0 | FALSE | 0 | FALSE | 0 | FALSE | 0 | FALSE | 0 | FALSE | 0 | FALSE | 0 | FALSE | 0 | FALSE | 0 | FALSE | 0 | FALSE | 0 | FALSE | 0 | FALSE | 0 | FALSE | 0 | FALSE | 0 | FALSE | 0 | FALSE | 0 | FALSE | 0 | FALSE | 0 | FALSE | 0 | FALSE | 0 | FALSE | 0 | FALSE | 0 | FALSE | 0 | FALSE | 0 | FALSE | 0 | FALSE | 0 | TRUE | 750 | FALSE | 0 | FALSE | 0 | FALSE | 0 | FALSE | 0 | FALSE | 0 | FALSE | 0 | FALSE | 0 | FALSE | 0 | FALSE | 0 | FALSE | 0 | FALSE | 0 | FALSE | 0 | FALSE | 0 | FALSE | 0 | FALSE | 0 | FALSE | 0 | FALSE | 0 | FALSE | 0 | FALSE | 0 | FALSE | 0
50 |  | 0 | 865 | FALSE | 0 | FALSE | 0 | FALSE | 0 | FALSE | 0 | FALSE | 0 | FALSE | 0 | FALSE | 0 | FALSE | 0 | FALSE | 0 | FALSE | 0 | FALSE | 0 | FALSE | 0 | FALSE | 0 | FALSE | 0 | FALSE | 0 | FALSE | 0 | FALSE | 0 | FALSE | 0 | FALSE | 0 | FALSE | 0 | FALSE | 0 | FALSE | 0 | FALSE | 0 | FALSE | 0 | FALSE | 0 | FALSE | 0 | FALSE | 0 | FALSE | 0 | FALSE | 0 | FALSE | 0 | TRUE | 750 | FALSE | 0 | FALSE | 0 | FALSE | 0 | FALSE | 0 | FALSE | 0 | FALSE | 0 | FALSE | 0 | FALSE | 0 | FALSE | 0 | FALSE | 0 | FALSE | 0 | FALSE | 0 | FALSE | 0 | FALSE | 0 | FALSE | 0 | FALSE | 0 | FALSE | 0 | FALSE | 0 | FALSE | 0 | FALSE | 0
50 |  | 0 | 864 | FALSE | 0 | FALSE | 0 | FALSE | 0 | FALSE | 0 | FALSE | 0 | FALSE | 0 | FALSE | 0 | FALSE | 0 | FALSE | 0 | FALSE | 0 | FALSE | 0 | FALSE | 0 | FALSE | 0 | FALSE | 0 | FALSE | 0 | FALSE | 0 | FALSE | 0 | FALSE | 0 | FALSE | 0 | FALSE | 0 | FALSE | 0 | FALSE | 0 | FALSE | 0 | FALSE | 0 | FALSE | 0 | FALSE | 0 | FALSE | 0 | FALSE | 0 | FALSE | 0 | FALSE | 0 | TRUE | 750 | FALSE | 0 | FALSE | 0 | FALSE | 0 | FALSE | 0 | FALSE | 0 | FALSE | 0 | FALSE | 0 | FALSE | 0 | FALSE | 0 | FALSE | 0 | FALSE | 0 | FALSE | 0 | FALSE | 0 | FALSE | 0 | FALSE | 0 | FALSE | 0 | FALSE | 0 | FALSE | 0 | FALSE | 0 | FALSE | 0
50 |  | 0 | 863 | FALSE | 0 | FALSE | 0 | FALSE | 0 | FALSE | 0 | FALSE | 0 | FALSE | 0 | FALSE | 0 | FALSE | 0 | FALSE | 0 | FALSE | 0 | FALSE | 0 | FALSE | 0 | FALSE | 0 | FALSE | 0 | FALSE | 0 | FALSE | 0 | FALSE | 0 | FALSE | 0 | FALSE | 0 | FALSE | 0 | FALSE | 0 | FALSE | 0 | FALSE | 0 | FALSE | 0 | FALSE | 0 | FALSE | 0 | FALSE | 0 | FALSE | 0 | FALSE | 0 | FALSE | 0 | TRUE | 750 | FALSE | 0 | FALSE | 0 | FALSE | 0 | FALSE | 0 | FALSE | 0 | FALSE | 0 | FALSE | 0 | FALSE | 0 | FALSE | 0 | FALSE | 0 | FALSE | 0 | FALSE | 0 | FALSE | 0 | FALSE | 0 | FALSE | 0 | FALSE | 0 | FALSE | 0 | FALSE | 0 | FALSE | 0 | FALSE | 0 | 750
50 |  | 0 | 862 | FALSE | 0 | FALSE | 0 | FALSE | 0 | FALSE | 0 | FALSE | 0 | FALSE | 0 | FALSE | 0 | FALSE | 0 | FALSE | 0 | FALSE | 0 | FALSE | 0 | FALSE | 0 | FALSE | 0 | FALSE | 0 | FALSE | 0 | FALSE | 0 | FALSE | 0 | FALSE | 0 | FALSE | 0 | FALSE | 0 | FALSE | 0 | FALSE | 0 | FALSE | 0 | FALSE | 0 | FALSE | 0 | FALSE | 0 | FALSE | 0 | FALSE | 0 | FALSE | 0 | FALSE | 0 | TRUE | 750 | FALSE | 0 | FALSE | 0 | FALSE | 0 | FALSE | 0 | FALSE | 0 | FALSE | 0 | FALSE | 0 | FALSE | 0 | FALSE | 0 | FALSE | 0 | FALSE | 0 | FALSE | 0 | FALSE | 0 | FALSE | 0 | FALSE | 0 | FALSE | 0 | FALSE | 0 | FALSE | 0 | FALSE | 0 | FALSE | 0 | 610
50 |  | 0 | 861 | FALSE | 0 | FALSE | 0 | FALSE | 0 | FALSE | 0 | FALSE | 0 | FALSE | 0 | FALSE | 0 | FALSE | 0 | FALSE | 0 | FALSE | 0 | FALSE | 0 | FALSE | 0 | FALSE | 0 | FALSE | 0 | FALSE | 0 | FALSE | 0 | FALSE | 0 | FALSE | 0 | FALSE | 0 | FALSE | 0 | FALSE | 0 | FALSE | 0 | FALSE | 0 | FALSE | 0 | FALSE | 0 | FALSE | 0 | FALSE | 0 | FALSE | 0 | FALSE | 0 | FALSE | 0 | TRUE | 750 | FALSE | 0 | FALSE | 0 | FALSE | 0 | FALSE | 0 | FALSE | 0 | FALSE | 0 | FALSE | 0 | FALSE | 0 | FALSE | 0 | FALSE | 0 | FALSE | 0 | FALSE | 0 | FALSE | 0 | FALSE | 0 | FALSE | 0 | FALSE | 0 | FALSE | 0 | FALSE | 0 | FALSE | 0 | FALSE | 0
50 |  | 0 | 860 | FALSE | 0 | FALSE | 0 | FALSE | 0 | FALSE | 0 | FALSE | 0 | FALSE | 0 | FALSE | 0 | FALSE | 0 | FALSE | 0 | FALSE | 0 | FALSE | 0 | FALSE | 0 | FALSE | 0 | FALSE | 0 | FALSE | 0 | FALSE | 0 | FALSE | 0 | FALSE | 0 | FALSE | 0 | FALSE | 0 | FALSE | 0 | FALSE | 0 | FALSE | 0 | FALSE | 0 | FALSE | 0 | FALSE | 0 | FALSE | 0 | FALSE | 0 | FALSE | 0 | FALSE | 0 | TRUE | 750 | FALSE | 0 | FALSE | 0 | FALSE | 0 | FALSE | 0 | FALSE | 0 | FALSE | 0 | FALSE | 0 | FALSE | 0 | FALSE | 0 | FALSE | 0 | FALSE | 0 | FALSE | 0 | FALSE | 0 | FALSE | 0 | FALSE | 0 | FALSE | 0 | FALSE | 0 | FALSE | 0 | FALSE | 0 | FALSE | 0
50 |  | 0 | 859 | FALSE | 0 | FALSE | 0 | FALSE | 0 | FALSE | 0 | FALSE | 0 | FALSE | 0 | FALSE | 0 | FALSE | 0 | FALSE | 0 | FALSE | 0 | FALSE | 0 | FALSE | 0 | FALSE | 0 | FALSE | 0 | FALSE | 0 | FALSE | 0 | FALSE | 0 | FALSE | 0 | FALSE | 0 | FALSE | 0 | FALSE | 0 | FALSE | 0 | FALSE | 0 | FALSE | 0 | FALSE | 0 | FALSE | 0 | FALSE | 0 | FALSE | 0 | FALSE | 0 | FALSE | 0 | TRUE | 750 | FALSE | 0 | FALSE | 0 | FALSE | 0 | FALSE | 0 | FALSE | 0 | FALSE | 0 | FALSE | 0 | FALSE | 0 | FALSE | 0 | FALSE | 0 | FALSE | 0 | FALSE | 0 | FALSE | 0 | FALSE | 0 | FALSE | 0 | FALSE | 0 | FALSE | 0 | FALSE | 0 | FALSE | 0 | FALSE | 0
50 |  | 0 | 858 | FALSE | 0 | FALSE | 0 | FALSE | 0 | FALSE | 0 | FALSE | 0 | FALSE | 0 | FALSE | 0 | FALSE | 0 | FALSE | 0 | FALSE | 0 | FALSE | 0 | FALSE | 0 | FALSE | 0 | FALSE | 0 | FALSE | 0 | FALSE | 0 | FALSE | 0 | FALSE | 0 | FALSE | 0 | FALSE | 0 | FALSE | 0 | FALSE | 0 | FALSE | 0 | FALSE | 0 | FALSE | 0 | FALSE | 0 | FALSE | 0 | FALSE | 0 | FALSE | 0 | FALSE | 0 | TRUE | 750 | FALSE | 0 | FALSE | 0 | FALSE | 0 | FALSE | 0 | FALSE | 0 | FALSE | 0 | FALSE | 0 | FALSE | 0 | FALSE | 0 | FALSE | 0 | FALSE | 0 | FALSE | 0 | FALSE | 0 | FALSE | 0 | FALSE | 0 | FALSE | 0 | FALSE | 0 | FALSE | 0 | FALSE | 0 | FALSE | 0
50 |  | 0 | 857 | FALSE | 0 | FALSE | 0 | FALSE | 0 | FALSE | 0 | FALSE | 0 | FALSE | 0 | FALSE | 0 | FALSE | 0 | FALSE | 0 | FALSE | 0 | FALSE | 0 | FALSE | 0 | FALSE | 0 | FALSE | 0 | FALSE | 0 | FALSE | 0 | FALSE | 0 | FALSE | 0 | FALSE | 0 | FALSE | 0 | FALSE | 0 | FALSE | 0 | FALSE | 0 | FALSE | 0 | FALSE | 0 | FALSE | 0 | FALSE | 0 | FALSE | 0 | FALSE | 0 | FALSE | 0 | TRUE | 750 | FALSE | 0 | FALSE | 0 | FALSE | 0 | FALSE | 0 | FALSE | 0 | FALSE | 0 | FALSE | 0 | FALSE | 0 | FALSE | 0 | FALSE | 0 | FALSE | 0 | FALSE | 0 | FALSE | 0 | FALSE | 0 | FALSE | 0 | FALSE | 0 | FALSE | 0 | FALSE | 0 | FALSE | 0 | FALSE | 0
50 |  | 0 | 856 | FALSE | 0 | FALSE | 0 | FALSE | 0 | FALSE | 0 | FALSE | 0 | FALSE | 0 | FALSE | 0 | FALSE | 0 | FALSE | 0 | FALSE | 0 | FALSE | 0 | FALSE | 0 | FALSE | 0 | FALSE | 0 | FALSE | 0 | FALSE | 0 | FALSE | 0 | FALSE | 0 | FALSE | 0 | FALSE | 0 | FALSE | 0 | FALSE | 0 | FALSE | 0 | FALSE | 0 | FALSE | 0 | FALSE | 0 | FALSE | 0 | FALSE | 0 | FALSE | 0 | FALSE | 0 | TRUE | 750 | FALSE | 0 | FALSE | 0 | FALSE | 0 | FALSE | 0 | FALSE | 0 | FALSE | 0 | FALSE | 0 | FALSE | 0 | FALSE | 0 | FALSE | 0 | FALSE | 0 | FALSE | 0 | FALSE | 0 | FALSE | 0 | FALSE | 0 | FALSE | 0 | FALSE | 0 | FALSE | 0 | FALSE | 0 | FALSE | 0
50 |  | 0 | 855 | FALSE | 0 | FALSE | 0 | FALSE | 0 | FALSE | 0 | FALSE | 0 | FALSE | 0 | FALSE | 0 | FALSE | 0 | FALSE | 0 | FALSE | 0 | FALSE | 0 | FALSE | 0 | FALSE | 0 | FALSE | 0 | FALSE | 0 | FALSE | 0 | FALSE | 0 | FALSE | 0 | FALSE | 0 | FALSE | 0 | FALSE | 0 | FALSE | 0 | FALSE | 0 | FALSE | 0 | FALSE | 0 | FALSE | 0 | FALSE | 0 | FALSE | 0 | FALSE | 0 | FALSE | 0 | TRUE | 750 | FALSE | 0 | FALSE | 0 | FALSE | 0 | FALSE | 0 | FALSE | 0 | FALSE | 0 | FALSE | 0 | FALSE | 0 | FALSE | 0 | FALSE | 0 | FALSE | 0 | FALSE | 0 | FALSE | 0 | FALSE | 0 | FALSE | 0 | FALSE | 0 | FALSE | 0 | FALSE | 0 | FALSE | 0 | FALSE | 0
50 |  | 0 | 854 | FALSE | 0 | FALSE | 0 | FALSE | 0 | FALSE | 0 | FALSE | 0 | FALSE | 0 | FALSE | 0 | FALSE | 0 | FALSE | 0 | FALSE | 0 | FALSE | 0 | FALSE | 0 | FALSE | 0 | FALSE | 0 | FALSE | 0 | FALSE | 0 | FALSE | 0 | FALSE | 0 | FALSE | 0 | FALSE | 0 | FALSE | 0 | FALSE | 0 | FALSE | 0 | FALSE | 0 | FALSE | 0 | FALSE | 0 | FALSE | 0 | FALSE | 0 | FALSE | 0 | FALSE | 0 | TRUE | 750 | FALSE | 0 | FALSE | 0 | FALSE | 0 | FALSE | 0 | FALSE | 0 | FALSE | 0 | FALSE | 0 | FALSE | 0 | FALSE | 0 | FALSE | 0 | FALSE | 0 | FALSE | 0 | FALSE | 0 | FALSE | 0 | FALSE | 0 | FALSE | 0 | FALSE | 0 | FALSE | 0 | FALSE | 0 | FALSE | 0
50 |  | 0 | 853 | FALSE | 0 | FALSE | 0 | FALSE | 0 | FALSE | 0 | FALSE | 0 | FALSE | 0 | FALSE | 0 | FALSE | 0 | FALSE | 0 | FALSE | 0 | FALSE | 0 | FALSE | 0 | FALSE | 0 | FALSE | 0 | FALSE | 0 | FALSE | 0 | FALSE | 0 | FALSE | 0 | FALSE | 0 | FALSE | 0 | FALSE | 0 | FALSE | 0 | FALSE | 0 | FALSE | 0 | FALSE | 0 | FALSE | 0 | FALSE | 0 | FALSE | 0 | FALSE | 0 | FALSE | 0 | TRUE | 750 | FALSE | 0 | FALSE | 0 | FALSE | 0 | FALSE | 0 | FALSE | 0 | FALSE | 0 | FALSE | 0 | FALSE | 0 | FALSE | 0 | FALSE | 0 | FALSE | 0 | FALSE | 0 | FALSE | 0 | FALSE | 0 | FALSE | 0 | FALSE | 0 | FALSE | 0 | FALSE | 0 | FALSE | 0 | FALSE | 0
50 |  | 0 | 852 | FALSE | 0 | FALSE | 0 | FALSE | 0 | FALSE | 0 | FALSE | 0 | FALSE | 0 | FALSE | 0 | FALSE | 0 | FALSE | 0 | FALSE | 0 | FALSE | 0 | FALSE | 0 | FALSE | 0 | FALSE | 0 | FALSE | 0 | FALSE | 0 | FALSE | 0 | FALSE | 0 | FALSE | 0 | FALSE | 0 | FALSE | 0 | FALSE | 0 | FALSE | 0 | FALSE | 0 | FALSE | 0 | FALSE | 0 | FALSE | 0 | FALSE | 0 | FALSE | 0 | FALSE | 0 | TRUE | 750 | FALSE | 0 | FALSE | 0 | FALSE | 0 | FALSE | 0 | FALSE | 0 | FALSE | 0 | FALSE | 0 | FALSE | 0 | FALSE | 0 | FALSE | 0 | FALSE | 0 | FALSE | 0 | FALSE | 0 | FALSE | 0 | FALSE | 0 | FALSE | 0 | FALSE | 0 | FALSE | 0 | FALSE | 0 | FALSE | 0
50 |  | 0 | 851 | FALSE | 0 | FALSE | 0 | FALSE | 0 | FALSE | 0 | FALSE | 0 | FALSE | 0 | FALSE | 0 | FALSE | 0 | FALSE | 0 | FALSE | 0 | FALSE | 0 | FALSE | 0 | FALSE | 0 | FALSE | 0 | FALSE | 0 | FALSE | 0 | FALSE | 0 | FALSE | 0 | FALSE | 0 | FALSE | 0 | FALSE | 0 | FALSE | 0 | FALSE | 0 | FALSE | 0 | FALSE | 0 | FALSE | 0 | FALSE | 0 | FALSE | 0 | FALSE | 0 | FALSE | 0 | TRUE | 750 | FALSE | 0 | FALSE | 0 | FALSE | 0 | FALSE | 0 | FALSE | 0 | FALSE | 0 | FALSE | 0 | FALSE | 0 | FALSE | 0 | FALSE | 0 | FALSE | 0 | FALSE | 0 | FALSE | 0 | FALSE | 0 | FALSE | 0 | FALSE | 0 | FALSE | 0 | FALSE | 0 | FALSE | 0 | FALSE | 0
50 |  | 0 | 850 | FALSE | 0 | FALSE | 0 | FALSE | 0 | FALSE | 0 | FALSE | 0 | FALSE | 0 | FALSE | 0 | FALSE | 0 | FALSE | 0 | FALSE | 0 | FALSE | 0 | FALSE | 0 | FALSE | 0 | FALSE | 0 | FALSE | 0 | FALSE | 0 | FALSE | 0 | FALSE | 0 | FALSE | 0 | FALSE | 0 | FALSE | 0 | FALSE | 0 | FALSE | 0 | FALSE | 0 | FALSE | 0 | FALSE | 0 | FALSE | 0 | FALSE | 0 | FALSE | 0 | FALSE | 0 | TRUE | 750 | FALSE | 0 | FALSE | 0 | FALSE | 0 | FALSE | 0 | FALSE | 0 | FALSE | 0 | FALSE | 0 | FALSE | 0 | FALSE | 0 | FALSE | 0 | FALSE | 0 | FALSE | 0 | FALSE | 0 | FALSE | 0 | FALSE | 0 | FALSE | 0 | FALSE | 0 | FALSE | 0 | FALSE | 0 | FALSE | 0
50 |  | 0 | 849 | FALSE | 0 | FALSE | 0 | FALSE | 0 | FALSE | 0 | FALSE | 0 | FALSE | 0 | FALSE | 0 | FALSE | 0 | FALSE | 0 | FALSE | 0 | FALSE | 0 | FALSE | 0 | FALSE | 0 | FALSE | 0 | FALSE | 0 | FALSE | 0 | FALSE | 0 | FALSE | 0 | FALSE | 0 | FALSE | 0 | FALSE | 0 | FALSE | 0 | FALSE | 0 | FALSE | 0 | FALSE | 0 | FALSE | 0 | FALSE | 0 | FALSE | 0 | FALSE | 0 | FALSE | 0 | TRUE | 750 | FALSE | 0 | FALSE | 0 | FALSE | 0 | FALSE | 0 | FALSE | 0 | FALSE | 0 | FALSE | 0 | FALSE | 0 | FALSE | 0 | FALSE | 0 | FALSE | 0 | FALSE | 0 | FALSE | 0 | FALSE | 0 | FALSE | 0 | FALSE | 0 | FALSE | 0 | FALSE | 0 | FALSE | 0 | FALSE | 0
50 |  | 0 | 848 | FALSE | 0 | FALSE | 0 | FALSE | 0 | FALSE | 0 | FALSE | 0 | FALSE | 0 | FALSE | 0 | FALSE | 0 | FALSE | 0 | FALSE | 0 | FALSE | 0 | FALSE | 0 | FALSE | 0 | FALSE | 0 | FALSE | 0 | FALSE | 0 | FALSE | 0 | FALSE | 0 | FALSE | 0 | FALSE | 0 | FALSE | 0 | FALSE | 0 | FALSE | 0 | FALSE | 0 | FALSE | 0 | FALSE | 0 | FALSE | 0 | FALSE | 0 | FALSE | 0 | FALSE | 0 | TRUE | 750 | FALSE | 0 | FALSE | 0 | FALSE | 0 | FALSE | 0 | FALSE | 0 | FALSE | 0 | FALSE | 0 | FALSE | 0 | FALSE | 0 | FALSE | 0 | FALSE | 0 | FALSE | 0 | FALSE | 0 | FALSE | 0 | FALSE | 0 | FALSE | 0 | FALSE | 0 | FALSE | 0 | FALSE | 0 | FALSE | 0
50 |  | 0 | 847 | FALSE | 0 | FALSE | 0 | FALSE | 0 | FALSE | 0 | FALSE | 0 | FALSE | 0 | FALSE | 0 | FALSE | 0 | FALSE | 0 | FALSE | 0 | FALSE | 0 | FALSE | 0 | FALSE | 0 | FALSE | 0 | FALSE | 0 | FALSE | 0 | FALSE | 0 | FALSE | 0 | FALSE | 0 | FALSE | 0 | FALSE | 0 | FALSE | 0 | FALSE | 0 | FALSE | 0 | FALSE | 0 | FALSE | 0 | FALSE | 0 | FALSE | 0 | FALSE | 0 | FALSE | 0 | TRUE | 750 | FALSE | 0 | FALSE | 0 | FALSE | 0 | FALSE | 0 | FALSE | 0 | FALSE | 0 | FALSE | 0 | FALSE | 0 | FALSE | 0 | FALSE | 0 | FALSE | 0 | FALSE | 0 | FALSE | 0 | FALSE | 0 | FALSE | 0 | FALSE | 0 | FALSE | 0 | FALSE | 0 | FALSE | 0 | FALSE | 0
50 |  | 0 | 846 | FALSE | 0 | FALSE | 0 | FALSE | 0 | FALSE | 0 | FALSE | 0 | FALSE | 0 | FALSE | 0 | FALSE | 0 | FALSE | 0 | FALSE | 0 | FALSE | 0 | FALSE | 0 | FALSE | 0 | FALSE | 0 | FALSE | 0 | FALSE | 0 | FALSE | 0 | FALSE | 0 | FALSE | 0 | FALSE | 0 | FALSE | 0 | FALSE | 0 | FALSE | 0 | FALSE | 0 | FALSE | 0 | FALSE | 0 | FALSE | 0 | FALSE | 0 | FALSE | 0 | FALSE | 0 | TRUE | 750 | FALSE | 0 | FALSE | 0 | FALSE | 0 | FALSE | 0 | FALSE | 0 | FALSE | 0 | FALSE | 0 | FALSE | 0 | FALSE | 0 | FALSE | 0 | FALSE | 0 | FALSE | 0 | FALSE | 0 | FALSE | 0 | FALSE | 0 | FALSE | 0 | FALSE | 0 | FALSE | 0 | FALSE | 0 | FALSE | 0
50 |  | 0 | 845 | FALSE | 0 | FALSE | 0 | FALSE | 0 | FALSE | 0 | FALSE | 0 | FALSE | 0 | FALSE | 0 | FALSE | 0 | FALSE | 0 | FALSE | 0 | FALSE | 0 | FALSE | 0 | FALSE | 0 | FALSE | 0 | FALSE | 0 | FALSE | 0 | FALSE | 0 | FALSE | 0 | FALSE | 0 | FALSE | 0 | FALSE | 0 | FALSE | 0 | FALSE | 0 | FALSE | 0 | FALSE | 0 | FALSE | 0 | FALSE | 0 | FALSE | 0 | FALSE | 0 | FALSE | 0 | TRUE | 750 | FALSE | 0 | FALSE | 0 | FALSE | 0 | FALSE | 0 | FALSE | 0 | FALSE | 0 | FALSE | 0 | FALSE | 0 | FALSE | 0 | FALSE | 0 | FALSE | 0 | FALSE | 0 | FALSE | 0 | FALSE | 0 | FALSE | 0 | FALSE | 0 | FALSE | 0 | FALSE | 0 | FALSE | 0 | FALSE | 0
50 |  | 0 | 844 | FALSE | 0 | FALSE | 0 | FALSE | 0 | FALSE | 0 | FALSE | 0 | FALSE | 0 | FALSE | 0 | FALSE | 0 | FALSE | 0 | FALSE | 0 | FALSE | 0 | FALSE | 0 | FALSE | 0 | FALSE | 0 | FALSE | 0 | FALSE | 0 | FALSE | 0 | FALSE | 0 | FALSE | 0 | FALSE | 0 | FALSE | 0 | FALSE | 0 | FALSE | 0 | FALSE | 0 | FALSE | 0 | FALSE | 0 | FALSE | 0 | FALSE | 0 | FALSE | 0 | FALSE | 0 | TRUE | 750 | FALSE | 0 | FALSE | 0 | FALSE | 0 | FALSE | 0 | FALSE | 0 | FALSE | 0 | FALSE | 0 | FALSE | 0 | FALSE | 0 | FALSE | 0 | FALSE | 0 | FALSE | 0 | FALSE | 0 | FALSE | 0 | FALSE | 0 | FALSE | 0 | FALSE | 0 | FALSE | 0 | FALSE | 0 | FALSE | 0
50 |  | 0 | 843 | FALSE | 0 | FALSE | 0 | FALSE | 0 | FALSE | 0 | FALSE | 0 | FALSE | 0 | FALSE | 0 | FALSE | 0 | FALSE | 0 | FALSE | 0 | FALSE | 0 | FALSE | 0 | FALSE | 0 | FALSE | 0 | FALSE | 0 | FALSE | 0 | FALSE | 0 | FALSE | 0 | FALSE | 0 | FALSE | 0 | FALSE | 0 | FALSE | 0 | FALSE | 0 | FALSE | 0 | FALSE | 0 | FALSE | 0 | FALSE | 0 | FALSE | 0 | FALSE | 0 | FALSE | 0 | TRUE | 750 | FALSE | 0 | FALSE | 0 | FALSE | 0 | FALSE | 0 | FALSE | 0 | FALSE | 0 | FALSE | 0 | FALSE | 0 | FALSE | 0 | FALSE | 0 | FALSE | 0 | FALSE | 0 | FALSE | 0 | FALSE | 0 | FALSE | 0 | FALSE | 0 | FALSE | 0 | FALSE | 0 | FALSE | 0 | FALSE | 0
50 |  | 0 | 842 | FALSE | 0 | FALSE | 0 | FALSE | 0 | FALSE | 0 | FALSE | 0 | FALSE | 0 | FALSE | 0 | FALSE | 0 | FALSE | 0 | FALSE | 0 | FALSE | 0 | FALSE | 0 | FALSE | 0 | FALSE | 0 | FALSE | 0 | FALSE | 0 | FALSE | 0 | FALSE | 0 | FALSE | 0 | FALSE | 0 | FALSE | 0 | FALSE | 0 | FALSE | 0 | FALSE | 0 | FALSE | 0 | FALSE | 0 | FALSE | 0 | FALSE | 0 | FALSE | 0 | FALSE | 0 | TRUE | 750 | FALSE | 0 | FALSE | 0 | FALSE | 0 | FALSE | 0 | FALSE | 0 | FALSE | 0 | FALSE | 0 | FALSE | 0 | FALSE | 0 | FALSE | 0 | FALSE | 0 | FALSE | 0 | FALSE | 0 | FALSE | 0 | FALSE | 0 | FALSE | 0 | FALSE | 0 | FALSE | 0 | FALSE | 0 | FALSE | 0
50 |  | 0 | 841 | FALSE | 0 | FALSE | 0 | FALSE | 0 | FALSE | 0 | FALSE | 0 | FALSE | 0 | FALSE | 0 | FALSE | 0 | FALSE | 0 | FALSE | 0 | FALSE | 0 | FALSE | 0 | FALSE | 0 | FALSE | 0 | FALSE | 0 | FALSE | 0 | FALSE | 0 | FALSE | 0 | FALSE | 0 | FALSE | 0 | FALSE | 0 | FALSE | 0 | FALSE | 0 | FALSE | 0 | FALSE | 0 | FALSE | 0 | FALSE | 0 | FALSE | 0 | FALSE | 0 | FALSE | 0 | TRUE | 750 | FALSE | 0 | FALSE | 0 | FALSE | 0 | FALSE | 0 | FALSE | 0 | FALSE | 0 | FALSE | 0 | FALSE | 0 | FALSE | 0 | FALSE | 0 | FALSE | 0 | FALSE | 0 | FALSE | 0 | FALSE | 0 | FALSE | 0 | FALSE | 0 | FALSE | 0 | FALSE | 0 | FALSE | 0 | FALSE | 0
50 |  | 0 | 840 | FALSE | 0 | FALSE | 0 | FALSE | 0 | FALSE | 0 | FALSE | 0 | FALSE | 0 | FALSE | 0 | FALSE | 0 | FALSE | 0 | FALSE | 0 | FALSE | 0 | FALSE | 0 | FALSE | 0 | FALSE | 0 | FALSE | 0 | FALSE | 0 | FALSE | 0 | FALSE | 0 | FALSE | 0 | FALSE | 0 | FALSE | 0 | FALSE | 0 | FALSE | 0 | FALSE | 0 | FALSE | 0 | FALSE | 0 | FALSE | 0 | FALSE | 0 | FALSE | 0 | FALSE | 0 | TRUE | 750 | FALSE | 0 | FALSE | 0 | FALSE | 0 | FALSE | 0 | FALSE | 0 | FALSE | 0 | FALSE | 0 | FALSE | 0 | FALSE | 0 | FALSE | 0 | FALSE | 0 | FALSE | 0 | FALSE | 0 | FALSE | 0 | FALSE | 0 | FALSE | 0 | FALSE | 0 | FALSE | 0 | FALSE | 0 | FALSE | 0
50 |  | 0 | 839 | FALSE | 0 | FALSE | 0 | FALSE | 0 | FALSE | 0 | FALSE | 0 | FALSE | 0 | FALSE | 0 | FALSE | 0 | FALSE | 0 | FALSE | 0 | FALSE | 0 | FALSE | 0 | FALSE | 0 | FALSE | 0 | FALSE | 0 | FALSE | 0 | FALSE | 0 | FALSE | 0 | FALSE | 0 | FALSE | 0 | FALSE | 0 | FALSE | 0 | FALSE | 0 | FALSE | 0 | FALSE | 0 | FALSE | 0 | FALSE | 0 | FALSE | 0 | FALSE | 0 | FALSE | 0 | TRUE | 750 | FALSE | 0 | FALSE | 0 | FALSE | 0 | FALSE | 0 | FALSE | 0 | FALSE | 0 | FALSE | 0 | FALSE | 0 | FALSE | 0 | FALSE | 0 | FALSE | 0 | FALSE | 0 | FALSE | 0 | FALSE | 0 | FALSE | 0 | FALSE | 0 | FALSE | 0 | FALSE | 0 | FALSE | 0 | FALSE | 0
50 |  | 0 | 838 | FALSE | 0 | FALSE | 0 | FALSE | 0 | FALSE | 0 | FALSE | 0 | FALSE | 0 | FALSE | 0 | FALSE | 0 | FALSE | 0 | FALSE | 0 | FALSE | 0 | FALSE | 0 | FALSE | 0 | FALSE | 0 | FALSE | 0 | FALSE | 0 | FALSE | 0 | FALSE | 0 | FALSE | 0 | FALSE | 0 | FALSE | 0 | FALSE | 0 | FALSE | 0 | FALSE | 0 | FALSE | 0 | FALSE | 0 | FALSE | 0 | FALSE | 0 | FALSE | 0 | FALSE | 0 | TRUE | 750 | FALSE | 0 | FALSE | 0 | FALSE | 0 | FALSE | 0 | FALSE | 0 | FALSE | 0 | FALSE | 0 | FALSE | 0 | FALSE | 0 | FALSE | 0 | FALSE | 0 | FALSE | 0 | FALSE | 0 | FALSE | 0 | FALSE | 0 | FALSE | 0 | FALSE | 0 | FALSE | 0 | FALSE | 0 | FALSE | 0
50 |  | 0 | 837 | FALSE | 0 | FALSE | 0 | FALSE | 0 | FALSE | 0 | FALSE | 0 | FALSE | 0 | FALSE | 0 | FALSE | 0 | FALSE | 0 | FALSE | 0 | FALSE | 0 | FALSE | 0 | FALSE | 0 | FALSE | 0 | FALSE | 0 | FALSE | 0 | FALSE | 0 | FALSE | 0 | FALSE | 0 | FALSE | 0 | FALSE | 0 | FALSE | 0 | FALSE | 0 | FALSE | 0 | FALSE | 0 | FALSE | 0 | FALSE | 0 | FALSE | 0 | FALSE | 0 | FALSE | 0 | TRUE | 750 | FALSE | 0 | FALSE | 0 | FALSE | 0 | FALSE | 0 | FALSE | 0 | FALSE | 0 | FALSE | 0 | FALSE | 0 | FALSE | 0 | FALSE | 0 | FALSE | 0 | FALSE | 0 | FALSE | 0 | FALSE | 0 | FALSE | 0 | FALSE | 0 | FALSE | 0 | FALSE | 0 | FALSE | 0 | FALSE | 0
50 |  | 0 | 836 | FALSE | 0 | FALSE | 0 | FALSE | 0 | FALSE | 0 | FALSE | 0 | FALSE | 0 | FALSE | 0 | FALSE | 0 | FALSE | 0 | FALSE | 0 | FALSE | 0 | FALSE | 0 | FALSE | 0 | FALSE | 0 | FALSE | 0 | FALSE | 0 | FALSE | 0 | FALSE | 0 | FALSE | 0 | FALSE | 0 | FALSE | 0 | FALSE | 0 | FALSE | 0 | FALSE | 0 | FALSE | 0 | FALSE | 0 | FALSE | 0 | FALSE | 0 | FALSE | 0 | FALSE | 0 | TRUE | 750 | FALSE | 0 | FALSE | 0 | FALSE | 0 | FALSE | 0 | FALSE | 0 | FALSE | 0 | FALSE | 0 | FALSE | 0 | FALSE | 0 | FALSE | 0 | FALSE | 0 | FALSE | 0 | FALSE | 0 | FALSE | 0 | FALSE | 0 | FALSE | 0 | FALSE | 0 | FALSE | 0 | FALSE | 0 | FALSE | 0
50 |  | 0 | 835 | FALSE | 0 | FALSE | 0 | FALSE | 0 | FALSE | 0 | FALSE | 0 | FALSE | 0 | FALSE | 0 | FALSE | 0 | FALSE | 0 | FALSE | 0 | FALSE | 0 | FALSE | 0 | FALSE | 0 | FALSE | 0 | FALSE | 0 | FALSE | 0 | FALSE | 0 | FALSE | 0 | FALSE | 0 | FALSE | 0 | FALSE | 0 | FALSE | 0 | FALSE | 0 | FALSE | 0 | FALSE | 0 | FALSE | 0 | FALSE | 0 | FALSE | 0 | FALSE | 0 | FALSE | 0 | TRUE | 750 | FALSE | 0 | FALSE | 0 | FALSE | 0 | FALSE | 0 | FALSE | 0 | FALSE | 0 | FALSE | 0 | FALSE | 0 | FALSE | 0 | FALSE | 0 | FALSE | 0 | FALSE | 0 | FALSE | 0 | FALSE | 0 | FALSE | 0 | FALSE | 0 | FALSE | 0 | FALSE | 0 | FALSE | 0 | FALSE | 0
50 |  | 0 | 834 | FALSE | 0 | FALSE | 0 | FALSE | 0 | FALSE | 0 | FALSE | 0 | FALSE | 0 | FALSE | 0 | FALSE | 0 | FALSE | 0 | FALSE | 0 | FALSE | 0 | FALSE | 0 | FALSE | 0 | FALSE | 0 | FALSE | 0 | FALSE | 0 | FALSE | 0 | FALSE | 0 | FALSE | 0 | FALSE | 0 | FALSE | 0 | FALSE | 0 | FALSE | 0 | FALSE | 0 | FALSE | 0 | FALSE | 0 | FALSE | 0 | FALSE | 0 | FALSE | 0 | FALSE | 0 | TRUE | 750 | FALSE | 0 | FALSE | 0 | FALSE | 0 | FALSE | 0 | FALSE | 0 | FALSE | 0 | FALSE | 0 | FALSE | 0 | FALSE | 0 | FALSE | 0 | FALSE | 0 | FALSE | 0 | FALSE | 0 | FALSE | 0 | FALSE | 0 | FALSE | 0 | FALSE | 0 | FALSE | 0 | FALSE | 0 | FALSE | 0
50 |  | 0 | 833 | FALSE | 0 | FALSE | 0 | FALSE | 0 | FALSE | 0 | FALSE | 0 | FALSE | 0 | FALSE | 0 | FALSE | 0 | FALSE | 0 | FALSE | 0 | FALSE | 0 | FALSE | 0 | FALSE | 0 | FALSE | 0 | FALSE | 0 | FALSE | 0 | FALSE | 0 | FALSE | 0 | FALSE | 0 | FALSE | 0 | FALSE | 0 | FALSE | 0 | FALSE | 0 | FALSE | 0 | FALSE | 0 | FALSE | 0 | FALSE | 0 | FALSE | 0 | FALSE | 0 | FALSE | 0 | TRUE | 750 | FALSE | 0 | FALSE | 0 | FALSE | 0 | FALSE | 0 | FALSE | 0 | FALSE | 0 | FALSE | 0 | FALSE | 0 | FALSE | 0 | FALSE | 0 | FALSE | 0 | FALSE | 0 | FALSE | 0 | FALSE | 0 | FALSE | 0 | FALSE | 0 | FALSE | 0 | FALSE | 0 | FALSE | 0 | FALSE | 0
50 |  | 0 | 832 | FALSE | 0 | FALSE | 0 | FALSE | 0 | FALSE | 0 | FALSE | 0 | FALSE | 0 | FALSE | 0 | FALSE | 0 | FALSE | 0 | FALSE | 0 | FALSE | 0 | FALSE | 0 | FALSE | 0 | FALSE | 0 | FALSE | 0 | FALSE | 0 | FALSE | 0 | FALSE | 0 | FALSE | 0 | FALSE | 0 | FALSE | 0 | FALSE | 0 | FALSE | 0 | FALSE | 0 | FALSE | 0 | FALSE | 0 | FALSE | 0 | FALSE | 0 | FALSE | 0 | FALSE | 0 | TRUE | 750 | FALSE | 0 | FALSE | 0 | FALSE | 0 | FALSE | 0 | FALSE | 0 | FALSE | 0 | FALSE | 0 | FALSE | 0 | FALSE | 0 | FALSE | 0 | FALSE | 0 | FALSE | 0 | FALSE | 0 | FALSE | 0 | FALSE | 0 | FALSE | 0 | FALSE | 0 | FALSE | 0 | FALSE | 0 | FALSE | 0
50 |  | 0 | 831 | FALSE | 0 | FALSE | 0 | FALSE | 0 | FALSE | 0 | FALSE | 0 | FALSE | 0 | FALSE | 0 | FALSE | 0 | FALSE | 0 | FALSE | 0 | FALSE | 0 | FALSE | 0 | FALSE | 0 | FALSE | 0 | FALSE | 0 | FALSE | 0 | FALSE | 0 | FALSE | 0 | FALSE | 0 | FALSE | 0 | FALSE | 0 | FALSE | 0 | FALSE | 0 | FALSE | 0 | FALSE | 0 | FALSE | 0 | FALSE | 0 | FALSE | 0 | FALSE | 0 | FALSE | 0 | TRUE | 750 | FALSE | 0 | FALSE | 0 | FALSE | 0 | FALSE | 0 | FALSE | 0 | FALSE | 0 | FALSE | 0 | FALSE | 0 | FALSE | 0 | FALSE | 0 | FALSE | 0 | FALSE | 0 | FALSE | 0 | FALSE | 0 | FALSE | 0 | FALSE | 0 | FALSE | 0 | FALSE | 0 | FALSE | 0 | FALSE | 0
50 |  | 0 | 830 | FALSE | 0 | FALSE | 0 | FALSE | 0 | FALSE | 0 | FALSE | 0 | FALSE | 0 | FALSE | 0 | FALSE | 0 | FALSE | 0 | FALSE | 0 | FALSE | 0 | FALSE | 0 | FALSE | 0 | FALSE | 0 | FALSE | 0 | FALSE | 0 | FALSE | 0 | FALSE | 0 | FALSE | 0 | FALSE | 0 | FALSE | 0 | FALSE | 0 | FALSE | 0 | FALSE | 0 | FALSE | 0 | FALSE | 0 | FALSE | 0 | FALSE | 0 | FALSE | 0 | FALSE | 0 | TRUE | 750 | FALSE | 0 | FALSE | 0 | FALSE | 0 | FALSE | 0 | FALSE | 0 | FALSE | 0 | FALSE | 0 | FALSE | 0 | FALSE | 0 | FALSE | 0 | FALSE | 0 | FALSE | 0 | FALSE | 0 | FALSE | 0 | FALSE | 0 | FALSE | 0 | FALSE | 0 | FALSE | 0 | FALSE | 0 | FALSE | 0
50 |  | 0 | 829 | FALSE | 0 | FALSE | 0 | FALSE | 0 | FALSE | 0 | FALSE | 0 | FALSE | 0 | FALSE | 0 | FALSE | 0 | FALSE | 0 | FALSE | 0 | FALSE | 0 | FALSE | 0 | FALSE | 0 | FALSE | 0 | FALSE | 0 | FALSE | 0 | FALSE | 0 | FALSE | 0 | FALSE | 0 | FALSE | 0 | FALSE | 0 | FALSE | 0 | FALSE | 0 | FALSE | 0 | FALSE | 0 | FALSE | 0 | FALSE | 0 | FALSE | 0 | FALSE | 0 | FALSE | 0 | TRUE | 750 | FALSE | 0 | FALSE | 0 | FALSE | 0 | FALSE | 0 | FALSE | 0 | FALSE | 0 | FALSE | 0 | FALSE | 0 | FALSE | 0 | FALSE | 0 | FALSE | 0 | FALSE | 0 | FALSE | 0 | FALSE | 0 | FALSE | 0 | FALSE | 0 | FALSE | 0 | FALSE | 0 | FALSE | 0 | FALSE | 0
50 |  | 0 | 828 | FALSE | 0 | FALSE | 0 | FALSE | 0 | FALSE | 0 | FALSE | 0 | FALSE | 0 | FALSE | 0 | FALSE | 0 | FALSE | 0 | FALSE | 0 | FALSE | 0 | FALSE | 0 | FALSE | 0 | FALSE | 0 | FALSE | 0 | FALSE | 0 | FALSE | 0 | FALSE | 0 | FALSE | 0 | FALSE | 0 | FALSE | 0 | FALSE | 0 | FALSE | 0 | FALSE | 0 | FALSE | 0 | FALSE | 0 | FALSE | 0 | FALSE | 0 | FALSE | 0 | FALSE | 0 | TRUE | 750 | FALSE | 0 | FALSE | 0 | FALSE | 0 | FALSE | 0 | FALSE | 0 | FALSE | 0 | FALSE | 0 | FALSE | 0 | FALSE | 0 | FALSE | 0 | FALSE | 0 | FALSE | 0 | FALSE | 0 | FALSE | 0 | FALSE | 0 | FALSE | 0 | FALSE | 0 | FALSE | 0 | FALSE | 0 | FALSE | 0
50 |  | 0 | 827 | FALSE | 0 | FALSE | 0 | FALSE | 0 | FALSE | 0 | FALSE | 0 | FALSE | 0 | FALSE | 0 | FALSE | 0 | FALSE | 0 | FALSE | 0 | FALSE | 0 | FALSE | 0 | FALSE | 0 | FALSE | 0 | FALSE | 0 | FALSE | 0 | FALSE | 0 | FALSE | 0 | FALSE | 0 | FALSE | 0 | FALSE | 0 | FALSE | 0 | FALSE | 0 | FALSE | 0 | FALSE | 0 | FALSE | 0 | FALSE | 0 | FALSE | 0 | FALSE | 0 | FALSE | 0 | TRUE | 750 | FALSE | 0 | FALSE | 0 | FALSE | 0 | FALSE | 0 | FALSE | 0 | FALSE | 0 | FALSE | 0 | FALSE | 0 | FALSE | 0 | FALSE | 0 | FALSE | 0 | FALSE | 0 | FALSE | 0 | FALSE | 0 | FALSE | 0 | FALSE | 0 | FALSE | 0 | FALSE | 0 | FALSE | 0 | FALSE | 0
50 |  | 0 | 826 | FALSE | 0 | FALSE | 0 | FALSE | 0 | FALSE | 0 | FALSE | 0 | FALSE | 0 | FALSE | 0 | FALSE | 0 | FALSE | 0 | FALSE | 0 | FALSE | 0 | FALSE | 0 | FALSE | 0 | FALSE | 0 | FALSE | 0 | FALSE | 0 | FALSE | 0 | FALSE | 0 | FALSE | 0 | FALSE | 0 | FALSE | 0 | FALSE | 0 | FALSE | 0 | FALSE | 0 | FALSE | 0 | FALSE | 0 | FALSE | 0 | FALSE | 0 | FALSE | 0 | FALSE | 0 | TRUE | 750 | FALSE | 0 | FALSE | 0 | FALSE | 0 | FALSE | 0 | FALSE | 0 | FALSE | 0 | FALSE | 0 | FALSE | 0 | FALSE | 0 | FALSE | 0 | FALSE | 0 | FALSE | 0 | FALSE | 0 | FALSE | 0 | FALSE | 0 | FALSE | 0 | FALSE | 0 | FALSE | 0 | FALSE | 0 | FALSE | 0
50 |  | 0 | 825 | FALSE | 0 | FALSE | 0 | FALSE | 0 | FALSE | 0 | FALSE | 0 | FALSE | 0 | FALSE | 0 | FALSE | 0 | FALSE | 0 | FALSE | 0 | FALSE | 0 | FALSE | 0 | FALSE | 0 | FALSE | 0 | FALSE | 0 | FALSE | 0 | FALSE | 0 | FALSE | 0 | FALSE | 0 | FALSE | 0 | FALSE | 0 | FALSE | 0 | FALSE | 0 | FALSE | 0 | FALSE | 0 | FALSE | 0 | FALSE | 0 | FALSE | 0 | FALSE | 0 | FALSE | 0 | TRUE | 750 | FALSE | 0 | FALSE | 0 | FALSE | 0 | FALSE | 0 | FALSE | 0 | FALSE | 0 | FALSE | 0 | FALSE | 0 | FALSE | 0 | FALSE | 0 | FALSE | 0 | FALSE | 0 | FALSE | 0 | FALSE | 0 | FALSE | 0 | FALSE | 0 | FALSE | 0 | FALSE | 0 | FALSE | 0 | FALSE | 0
50 |  | 0 | 824 | FALSE | 0 | FALSE | 0 | FALSE | 0 | FALSE | 0 | FALSE | 0 | FALSE | 0 | FALSE | 0 | FALSE | 0 | FALSE | 0 | FALSE | 0 | FALSE | 0 | FALSE | 0 | FALSE | 0 | FALSE | 0 | FALSE | 0 | FALSE | 0 | FALSE | 0 | FALSE | 0 | FALSE | 0 | FALSE | 0 | FALSE | 0 | FALSE | 0 | FALSE | 0 | FALSE | 0 | FALSE | 0 | FALSE | 0 | FALSE | 0 | FALSE | 0 | FALSE | 0 | FALSE | 0 | TRUE | 750 | FALSE | 0 | FALSE | 0 | FALSE | 0 | FALSE | 0 | FALSE | 0 | FALSE | 0 | FALSE | 0 | FALSE | 0 | FALSE | 0 | FALSE | 0 | FALSE | 0 | FALSE | 0 | FALSE | 0 | FALSE | 0 | FALSE | 0 | FALSE | 0 | FALSE | 0 | FALSE | 0 | FALSE | 0 | FALSE | 0
50 |  | 0 | 823 | FALSE | 0 | FALSE | 0 | FALSE | 0 | FALSE | 0 | FALSE | 0 | FALSE | 0 | FALSE | 0 | FALSE | 0 | FALSE | 0 | FALSE | 0 | FALSE | 0 | FALSE | 0 | FALSE | 0 | FALSE | 0 | FALSE | 0 | FALSE | 0 | FALSE | 0 | FALSE | 0 | FALSE | 0 | FALSE | 0 | FALSE | 0 | FALSE | 0 | FALSE | 0 | FALSE | 0 | FALSE | 0 | FALSE | 0 | FALSE | 0 | FALSE | 0 | FALSE | 0 | FALSE | 0 | TRUE | 750 | FALSE | 0 | FALSE | 0 | FALSE | 0 | FALSE | 0 | FALSE | 0 | FALSE | 0 | FALSE | 0 | FALSE | 0 | FALSE | 0 | FALSE | 0 | FALSE | 0 | FALSE | 0 | FALSE | 0 | FALSE | 0 | FALSE | 0 | FALSE | 0 | FALSE | 0 | FALSE | 0 | FALSE | 0 | FALSE | 0
50 |  | 0 | 822 | FALSE | 0 | FALSE | 0 | FALSE | 0 | FALSE | 0 | FALSE | 0 | FALSE | 0 | FALSE | 0 | FALSE | 0 | FALSE | 0 | FALSE | 0 | FALSE | 0 | FALSE | 0 | FALSE | 0 | FALSE | 0 | FALSE | 0 | FALSE | 0 | FALSE | 0 | FALSE | 0 | FALSE | 0 | FALSE | 0 | FALSE | 0 | FALSE | 0 | FALSE | 0 | FALSE | 0 | FALSE | 0 | FALSE | 0 | FALSE | 0 | FALSE | 0 | FALSE | 0 | FALSE | 0 | TRUE | 750 | FALSE | 0 | FALSE | 0 | FALSE | 0 | FALSE | 0 | FALSE | 0 | FALSE | 0 | FALSE | 0 | FALSE | 0 | FALSE | 0 | FALSE | 0 | FALSE | 0 | FALSE | 0 | FALSE | 0 | FALSE | 0 | FALSE | 0 | FALSE | 0 | FALSE | 0 | FALSE | 0 | FALSE | 0 | FALSE | 0
50 |  | 0 | 821 | FALSE | 0 | FALSE | 0 | FALSE | 0 | FALSE | 0 | FALSE | 0 | FALSE | 0 | FALSE | 0 | FALSE | 0 | FALSE | 0 | FALSE | 0 | FALSE | 0 | FALSE | 0 | FALSE | 0 | FALSE | 0 | FALSE | 0 | FALSE | 0 | FALSE | 0 | FALSE | 0 | FALSE | 0 | FALSE | 0 | FALSE | 0 | FALSE | 0 | FALSE | 0 | FALSE | 0 | FALSE | 0 | FALSE | 0 | FALSE | 0 | FALSE | 0 | FALSE | 0 | FALSE | 0 | TRUE | 750 | FALSE | 0 | FALSE | 0 | FALSE | 0 | FALSE | 0 | FALSE | 0 | FALSE | 0 | FALSE | 0 | FALSE | 0 | FALSE | 0 | FALSE | 0 | FALSE | 0 | FALSE | 0 | FALSE | 0 | FALSE | 0 | FALSE | 0 | FALSE | 0 | FALSE | 0 | FALSE | 0 | FALSE | 0 | FALSE | 0
50 |  | 0 | 820 | FALSE | 0 | FALSE | 0 | FALSE | 0 | FALSE | 0 | FALSE | 0 | FALSE | 0 | FALSE | 0 | FALSE | 0 | FALSE | 0 | FALSE | 0 | FALSE | 0 | FALSE | 0 | FALSE | 0 | FALSE | 0 | FALSE | 0 | FALSE | 0 | FALSE | 0 | FALSE | 0 | FALSE | 0 | FALSE | 0 | FALSE | 0 | FALSE | 0 | FALSE | 0 | FALSE | 0 | FALSE | 0 | FALSE | 0 | FALSE | 0 | FALSE | 0 | FALSE | 0 | FALSE | 0 | TRUE | 750 | FALSE | 0 | FALSE | 0 | FALSE | 0 | FALSE | 0 | FALSE | 0 | FALSE | 0 | FALSE | 0 | FALSE | 0 | FALSE | 0 | FALSE | 0 | FALSE | 0 | FALSE | 0 | FALSE | 0 | FALSE | 0 | FALSE | 0 | FALSE | 0 | FALSE | 0 | FALSE | 0 | FALSE | 0 | FALSE | 0
50 |  | 0 | 819 | FALSE | 0 | FALSE | 0 | FALSE | 0 | FALSE | 0 | FALSE | 0 | FALSE | 0 | FALSE | 0 | FALSE | 0 | FALSE | 0 | FALSE | 0 | FALSE | 0 | FALSE | 0 | FALSE | 0 | FALSE | 0 | FALSE | 0 | FALSE | 0 | FALSE | 0 | FALSE | 0 | FALSE | 0 | FALSE | 0 | FALSE | 0 | FALSE | 0 | FALSE | 0 | FALSE | 0 | FALSE | 0 | FALSE | 0 | FALSE | 0 | FALSE | 0 | FALSE | 0 | FALSE | 0 | TRUE | 750 | FALSE | 0 | FALSE | 0 | FALSE | 0 | FALSE | 0 | FALSE | 0 | FALSE | 0 | FALSE | 0 | FALSE | 0 | FALSE | 0 | FALSE | 0 | FALSE | 0 | FALSE | 0 | FALSE | 0 | FALSE | 0 | FALSE | 0 | FALSE | 0 | FALSE | 0 | FALSE | 0 | FALSE | 0 | FALSE | 0
50 |  | 0 | 818 | FALSE | 0 | FALSE | 0 | FALSE | 0 | FALSE | 0 | FALSE | 0 | FALSE | 0 | FALSE | 0 | FALSE | 0 | FALSE | 0 | FALSE | 0 | FALSE | 0 | FALSE | 0 | FALSE | 0 | FALSE | 0 | FALSE | 0 | FALSE | 0 | FALSE | 0 | FALSE | 0 | FALSE | 0 | FALSE | 0 | FALSE | 0 | FALSE | 0 | FALSE | 0 | FALSE | 0 | FALSE | 0 | FALSE | 0 | FALSE | 0 | FALSE | 0 | FALSE | 0 | FALSE | 0 | TRUE | 750 | FALSE | 0 | FALSE | 0 | FALSE | 0 | FALSE | 0 | FALSE | 0 | FALSE | 0 | FALSE | 0 | FALSE | 0 | FALSE | 0 | FALSE | 0 | FALSE | 0 | FALSE | 0 | FALSE | 0 | FALSE | 0 | FALSE | 0 | FALSE | 0 | FALSE | 0 | FALSE | 0 | FALSE | 0 | FALSE | 0
50 |  | 0 | 817 | FALSE | 0 | FALSE | 0 | FALSE | 0 | FALSE | 0 | FALSE | 0 | FALSE | 0 | FALSE | 0 | FALSE | 0 | FALSE | 0 | FALSE | 0 | FALSE | 0 | FALSE | 0 | FALSE | 0 | FALSE | 0 | FALSE | 0 | FALSE | 0 | FALSE | 0 | FALSE | 0 | FALSE | 0 | FALSE | 0 | FALSE | 0 | FALSE | 0 | FALSE | 0 | FALSE | 0 | FALSE | 0 | FALSE | 0 | FALSE | 0 | FALSE | 0 | FALSE | 0 | FALSE | 0 | TRUE | 750 | FALSE | 0 | FALSE | 0 | FALSE | 0 | FALSE | 0 | FALSE | 0 | FALSE | 0 | FALSE | 0 | FALSE | 0 | FALSE | 0 | FALSE | 0 | FALSE | 0 | FALSE | 0 | FALSE | 0 | FALSE | 0 | FALSE | 0 | FALSE | 0 | FALSE | 0 | FALSE | 0 | FALSE | 0 | FALSE | 0
50 |  | 0 | 816 | FALSE | 0 | FALSE | 0 | FALSE | 0 | FALSE | 0 | FALSE | 0 | FALSE | 0 | FALSE | 0 | FALSE | 0 | FALSE | 0 | FALSE | 0 | FALSE | 0 | FALSE | 0 | FALSE | 0 | FALSE | 0 | FALSE | 0 | FALSE | 0 | FALSE | 0 | FALSE | 0 | FALSE | 0 | FALSE | 0 | FALSE | 0 | FALSE | 0 | FALSE | 0 | FALSE | 0 | FALSE | 0 | FALSE | 0 | FALSE | 0 | FALSE | 0 | FALSE | 0 | FALSE | 0 | TRUE | 750 | FALSE | 0 | FALSE | 0 | FALSE | 0 | FALSE | 0 | FALSE | 0 | FALSE | 0 | FALSE | 0 | FALSE | 0 | FALSE | 0 | FALSE | 0 | FALSE | 0 | FALSE | 0 | FALSE | 0 | FALSE | 0 | FALSE | 0 | FALSE | 0 | FALSE | 0 | FALSE | 0 | FALSE | 0 | FALSE | 0
50 |  | 0 | 815 | FALSE | 0 | FALSE | 0 | FALSE | 0 | FALSE | 0 | FALSE | 0 | FALSE | 0 | FALSE | 0 | FALSE | 0 | FALSE | 0 | FALSE | 0 | FALSE | 0 | FALSE | 0 | FALSE | 0 | FALSE | 0 | FALSE | 0 | FALSE | 0 | FALSE | 0 | FALSE | 0 | FALSE | 0 | FALSE | 0 | FALSE | 0 | FALSE | 0 | FALSE | 0 | FALSE | 0 | FALSE | 0 | FALSE | 0 | FALSE | 0 | FALSE | 0 | FALSE | 0 | FALSE | 0 | TRUE | 750 | FALSE | 0 | FALSE | 0 | FALSE | 0 | FALSE | 0 | FALSE | 0 | FALSE | 0 | FALSE | 0 | FALSE | 0 | FALSE | 0 | FALSE | 0 | FALSE | 0 | FALSE | 0 | FALSE | 0 | FALSE | 0 | FALSE | 0 | FALSE | 0 | FALSE | 0 | FALSE | 0 | FALSE | 0 | FALSE | 0
50 |  | 0 | 814 | FALSE | 0 | FALSE | 0 | FALSE | 0 | FALSE | 0 | FALSE | 0 | FALSE | 0 | FALSE | 0 | FALSE | 0 | FALSE | 0 | FALSE | 0 | FALSE | 0 | FALSE | 0 | FALSE | 0 | FALSE | 0 | FALSE | 0 | FALSE | 0 | FALSE | 0 | FALSE | 0 | FALSE | 0 | FALSE | 0 | FALSE | 0 | FALSE | 0 | FALSE | 0 | FALSE | 0 | FALSE | 0 | FALSE | 0 | FALSE | 0 | FALSE | 0 | FALSE | 0 | FALSE | 0 | TRUE | 750 | FALSE | 0 | FALSE | 0 | FALSE | 0 | FALSE | 0 | FALSE | 0 | FALSE | 0 | FALSE | 0 | FALSE | 0 | FALSE | 0 | FALSE | 0 | FALSE | 0 | FALSE | 0 | FALSE | 0 | FALSE | 0 | FALSE | 0 | FALSE | 0 | FALSE | 0 | FALSE | 0 | FALSE | 0 | FALSE | 0
50 |  | 0 | 813 | FALSE | 0 | FALSE | 0 | FALSE | 0 | FALSE | 0 | FALSE | 0 | FALSE | 0 | FALSE | 0 | FALSE | 0 | FALSE | 0 | FALSE | 0 | FALSE | 0 | FALSE | 0 | FALSE | 0 | FALSE | 0 | FALSE | 0 | FALSE | 0 | FALSE | 0 | FALSE | 0 | FALSE | 0 | FALSE | 0 | FALSE | 0 | FALSE | 0 | FALSE | 0 | FALSE | 0 | FALSE | 0 | FALSE | 0 | FALSE | 0 | FALSE | 0 | FALSE | 0 | FALSE | 0 | TRUE | 750 | FALSE | 0 | FALSE | 0 | FALSE | 0 | FALSE | 0 | FALSE | 0 | FALSE | 0 | FALSE | 0 | FALSE | 0 | FALSE | 0 | FALSE | 0 | FALSE | 0 | FALSE | 0 | FALSE | 0 | FALSE | 0 | FALSE | 0 | FALSE | 0 | FALSE | 0 | FALSE | 0 | FALSE | 0 | FALSE | 0
50 |  | 0 | 812 | FALSE | 0 | FALSE | 0 | FALSE | 0 | FALSE | 0 | FALSE | 0 | FALSE | 0 | FALSE | 0 | FALSE | 0 | FALSE | 0 | FALSE | 0 | FALSE | 0 | FALSE | 0 | FALSE | 0 | FALSE | 0 | FALSE | 0 | FALSE | 0 | FALSE | 0 | FALSE | 0 | FALSE | 0 | FALSE | 0 | FALSE | 0 | FALSE | 0 | FALSE | 0 | FALSE | 0 | FALSE | 0 | FALSE | 0 | FALSE | 0 | FALSE | 0 | FALSE | 0 | FALSE | 0 | TRUE | 750 | FALSE | 0 | FALSE | 0 | FALSE | 0 | FALSE | 0 | FALSE | 0 | FALSE | 0 | FALSE | 0 | FALSE | 0 | FALSE | 0 | FALSE | 0 | FALSE | 0 | FALSE | 0 | FALSE | 0 | FALSE | 0 | FALSE | 0 | FALSE | 0 | FALSE | 0 | FALSE | 0 | FALSE | 0 | FALSE | 0
50 |  | 0 | 811 | FALSE | 0 | FALSE | 0 | FALSE | 0 | FALSE | 0 | FALSE | 0 | FALSE | 0 | FALSE | 0 | FALSE | 0 | FALSE | 0 | FALSE | 0 | FALSE | 0 | FALSE | 0 | FALSE | 0 | FALSE | 0 | FALSE | 0 | FALSE | 0 | FALSE | 0 | FALSE | 0 | FALSE | 0 | FALSE | 0 | FALSE | 0 | FALSE | 0 | FALSE | 0 | FALSE | 0 | FALSE | 0 | FALSE | 0 | FALSE | 0 | FALSE | 0 | FALSE | 0 | FALSE | 0 | TRUE | 750 | FALSE | 0 | FALSE | 0 | FALSE | 0 | FALSE | 0 | FALSE | 0 | FALSE | 0 | FALSE | 0 | FALSE | 0 | FALSE | 0 | FALSE | 0 | FALSE | 0 | FALSE | 0 | FALSE | 0 | FALSE | 0 | FALSE | 0 | FALSE | 0 | FALSE | 0 | FALSE | 0 | FALSE | 0 | FALSE | 0
50 |  | 0 | 810 | FALSE | 0 | FALSE | 0 | FALSE | 0 | FALSE | 0 | FALSE | 0 | FALSE | 0 | FALSE | 0 | FALSE | 0 | FALSE | 0 | FALSE | 0 | FALSE | 0 | FALSE | 0 | FALSE | 0 | FALSE | 0 | FALSE | 0 | FALSE | 0 | FALSE | 0 | FALSE | 0 | FALSE | 0 | FALSE | 0 | FALSE | 0 | FALSE | 0 | FALSE | 0 | FALSE | 0 | FALSE | 0 | FALSE | 0 | FALSE | 0 | FALSE | 0 | FALSE | 0 | FALSE | 0 | TRUE | 750 | FALSE | 0 | FALSE | 0 | FALSE | 0 | FALSE | 0 | FALSE | 0 | FALSE | 0 | FALSE | 0 | FALSE | 0 | FALSE | 0 | FALSE | 0 | FALSE | 0 | FALSE | 0 | FALSE | 0 | FALSE | 0 | FALSE | 0 | FALSE | 0 | FALSE | 0 | FALSE | 0 | FALSE | 0 | FALSE | 0
50 |  | 0 | 809 | FALSE | 0 | FALSE | 0 | FALSE | 0 | FALSE | 0 | FALSE | 0 | FALSE | 0 | FALSE | 0 | FALSE | 0 | FALSE | 0 | FALSE | 0 | FALSE | 0 | FALSE | 0 | FALSE | 0 | FALSE | 0 | FALSE | 0 | FALSE | 0 | FALSE | 0 | FALSE | 0 | FALSE | 0 | FALSE | 0 | FALSE | 0 | FALSE | 0 | FALSE | 0 | FALSE | 0 | FALSE | 0 | FALSE | 0 | FALSE | 0 | FALSE | 0 | FALSE | 0 | FALSE | 0 | TRUE | 750 | FALSE | 0 | FALSE | 0 | FALSE | 0 | FALSE | 0 | FALSE | 0 | FALSE | 0 | FALSE | 0 | FALSE | 0 | FALSE | 0 | FALSE | 0 | FALSE | 0 | FALSE | 0 | FALSE | 0 | FALSE | 0 | FALSE | 0 | FALSE | 0 | FALSE | 0 | FALSE | 0 | FALSE | 0 | FALSE | 0
50 |  | 0 | 808 | FALSE | 0 | FALSE | 0 | FALSE | 0 | FALSE | 0 | FALSE | 0 | FALSE | 0 | FALSE | 0 | FALSE | 0 | FALSE | 0 | FALSE | 0 | FALSE | 0 | FALSE | 0 | FALSE | 0 | FALSE | 0 | FALSE | 0 | FALSE | 0 | FALSE | 0 | FALSE | 0 | FALSE | 0 | FALSE | 0 | FALSE | 0 | FALSE | 0 | FALSE | 0 | FALSE | 0 | FALSE | 0 | FALSE | 0 | FALSE | 0 | FALSE | 0 | FALSE | 0 | FALSE | 0 | TRUE | 750 | FALSE | 0 | FALSE | 0 | FALSE | 0 | FALSE | 0 | FALSE | 0 | FALSE | 0 | FALSE | 0 | FALSE | 0 | FALSE | 0 | FALSE | 0 | FALSE | 0 | FALSE | 0 | FALSE | 0 | FALSE | 0 | FALSE | 0 | FALSE | 0 | FALSE | 0 | FALSE | 0 | FALSE | 0 | FALSE | 0
50 |  | 0 | 807 | FALSE | 0 | FALSE | 0 | FALSE | 0 | FALSE | 0 | FALSE | 0 | FALSE | 0 | FALSE | 0 | FALSE | 0 | FALSE | 0 | FALSE | 0 | FALSE | 0 | FALSE | 0 | FALSE | 0 | FALSE | 0 | FALSE | 0 | FALSE | 0 | FALSE | 0 | FALSE | 0 | FALSE | 0 | FALSE | 0 | FALSE | 0 | FALSE | 0 | FALSE | 0 | FALSE | 0 | FALSE | 0 | FALSE | 0 | FALSE | 0 | FALSE | 0 | FALSE | 0 | FALSE | 0 | TRUE | 750 | FALSE | 0 | FALSE | 0 | FALSE | 0 | FALSE | 0 | FALSE | 0 | FALSE | 0 | FALSE | 0 | FALSE | 0 | FALSE | 0 | FALSE | 0 | FALSE | 0 | FALSE | 0 | FALSE | 0 | FALSE | 0 | FALSE | 0 | FALSE | 0 | FALSE | 0 | FALSE | 0 | FALSE | 0 | FALSE | 0
50 |  | 0 | 806 | FALSE | 0 | FALSE | 0 | FALSE | 0 | FALSE | 0 | FALSE | 0 | FALSE | 0 | FALSE | 0 | FALSE | 0 | FALSE | 0 | FALSE | 0 | FALSE | 0 | FALSE | 0 | FALSE | 0 | FALSE | 0 | FALSE | 0 | FALSE | 0 | FALSE | 0 | FALSE | 0 | FALSE | 0 | FALSE | 0 | FALSE | 0 | FALSE | 0 | FALSE | 0 | FALSE | 0 | FALSE | 0 | FALSE | 0 | FALSE | 0 | FALSE | 0 | FALSE | 0 | FALSE | 0 | TRUE | 750 | FALSE | 0 | FALSE | 0 | FALSE | 0 | FALSE | 0 | FALSE | 0 | FALSE | 0 | FALSE | 0 | FALSE | 0 | FALSE | 0 | FALSE | 0 | FALSE | 0 | FALSE | 0 | FALSE | 0 | FALSE | 0 | FALSE | 0 | FALSE | 0 | FALSE | 0 | FALSE | 0 | FALSE | 0 | FALSE | 0
50 |  | 0 | 805 | FALSE | 0 | FALSE | 0 | FALSE | 0 | FALSE | 0 | FALSE | 0 | FALSE | 0 | FALSE | 0 | FALSE | 0 | FALSE | 0 | FALSE | 0 | FALSE | 0 | FALSE | 0 | FALSE | 0 | FALSE | 0 | FALSE | 0 | FALSE | 0 | FALSE | 0 | FALSE | 0 | FALSE | 0 | FALSE | 0 | FALSE | 0 | FALSE | 0 | FALSE | 0 | FALSE | 0 | FALSE | 0 | FALSE | 0 | FALSE | 0 | FALSE | 0 | FALSE | 0 | FALSE | 0 | TRUE | 750 | FALSE | 0 | FALSE | 0 | FALSE | 0 | FALSE | 0 | FALSE | 0 | FALSE | 0 | FALSE | 0 | FALSE | 0 | FALSE | 0 | FALSE | 0 | FALSE | 0 | FALSE | 0 | FALSE | 0 | FALSE | 0 | FALSE | 0 | FALSE | 0 | FALSE | 0 | FALSE | 0 | FALSE | 0 | FALSE | 0
50 |  | 0 | 804 | FALSE | 0 | FALSE | 0 | FALSE | 0 | FALSE | 0 | FALSE | 0 | FALSE | 0 | FALSE | 0 | FALSE | 0 | FALSE | 0 | FALSE | 0 | FALSE | 0 | FALSE | 0 | FALSE | 0 | FALSE | 0 | FALSE | 0 | FALSE | 0 | FALSE | 0 | FALSE | 0 | FALSE | 0 | FALSE | 0 | FALSE | 0 | FALSE | 0 | FALSE | 0 | FALSE | 0 | FALSE | 0 | FALSE | 0 | FALSE | 0 | FALSE | 0 | FALSE | 0 | FALSE | 0 | TRUE | 750 | FALSE | 0 | FALSE | 0 | FALSE | 0 | FALSE | 0 | FALSE | 0 | FALSE | 0 | FALSE | 0 | FALSE | 0 | FALSE | 0 | FALSE | 0 | FALSE | 0 | FALSE | 0 | FALSE | 0 | FALSE | 0 | FALSE | 0 | FALSE | 0 | FALSE | 0 | FALSE | 0 | FALSE | 0 | FALSE | 0
50 |  | 0 | 803 | FALSE | 0 | FALSE | 0 | FALSE | 0 | FALSE | 0 | FALSE | 0 | FALSE | 0 | FALSE | 0 | FALSE | 0 | FALSE | 0 | FALSE | 0 | FALSE | 0 | FALSE | 0 | FALSE | 0 | FALSE | 0 | FALSE | 0 | FALSE | 0 | FALSE | 0 | FALSE | 0 | FALSE | 0 | FALSE | 0 | FALSE | 0 | FALSE | 0 | FALSE | 0 | FALSE | 0 | FALSE | 0 | FALSE | 0 | FALSE | 0 | FALSE | 0 | FALSE | 0 | FALSE | 0 | TRUE | 750 | FALSE | 0 | FALSE | 0 | FALSE | 0 | FALSE | 0 | FALSE | 0 | FALSE | 0 | FALSE | 0 | FALSE | 0 | FALSE | 0 | FALSE | 0 | FALSE | 0 | FALSE | 0 | FALSE | 0 | FALSE | 0 | FALSE | 0 | FALSE | 0 | FALSE | 0 | FALSE | 0 | FALSE | 0 | FALSE | 0
50 |  | 0 | 802 | FALSE | 0 | FALSE | 0 | FALSE | 0 | FALSE | 0 | FALSE | 0 | FALSE | 0 | FALSE | 0 | FALSE | 0 | FALSE | 0 | FALSE | 0 | FALSE | 0 | FALSE | 0 | FALSE | 0 | FALSE | 0 | FALSE | 0 | FALSE | 0 | FALSE | 0 | FALSE | 0 | FALSE | 0 | FALSE | 0 | FALSE | 0 | FALSE | 0 | FALSE | 0 | FALSE | 0 | FALSE | 0 | FALSE | 0 | FALSE | 0 | FALSE | 0 | FALSE | 0 | FALSE | 0 | TRUE | 750 | FALSE | 0 | FALSE | 0 | FALSE | 0 | FALSE | 0 | FALSE | 0 | FALSE | 0 | FALSE | 0 | FALSE | 0 | FALSE | 0 | FALSE | 0 | FALSE | 0 | FALSE | 0 | FALSE | 0 | FALSE | 0 | FALSE | 0 | FALSE | 0 | FALSE | 0 | FALSE | 0 | FALSE | 0 | FALSE | 0
50 |  | 0 | 801 | FALSE | 0 | FALSE | 0 | FALSE | 0 | FALSE | 0 | FALSE | 0 | FALSE | 0 | FALSE | 0 | FALSE | 0 | FALSE | 0 | FALSE | 0 | FALSE | 0 | FALSE | 0 | FALSE | 0 | FALSE | 0 | FALSE | 0 | FALSE | 0 | FALSE | 0 | FALSE | 0 | FALSE | 0 | FALSE | 0 | FALSE | 0 | FALSE | 0 | FALSE | 0 | FALSE | 0 | FALSE | 0 | FALSE | 0 | FALSE | 0 | FALSE | 0 | FALSE | 0 | FALSE | 0 | TRUE | 750 | FALSE | 0 | FALSE | 0 | FALSE | 0 | FALSE | 0 | FALSE | 0 | FALSE | 0 | FALSE | 0 | FALSE | 0 | FALSE | 0 | FALSE | 0 | FALSE | 0 | FALSE | 0 | FALSE | 0 | FALSE | 0 | FALSE | 0 | FALSE | 0 | FALSE | 0 | FALSE | 0 | FALSE | 0 | FALSE | 0
50 |  | 0 | 800 | FALSE | 0 | FALSE | 0 | FALSE | 0 | FALSE | 0 | FALSE | 0 | FALSE | 0 | FALSE | 0 | FALSE | 0 | FALSE | 0 | FALSE | 0 | FALSE | 0 | FALSE | 0 | FALSE | 0 | FALSE | 0 | FALSE | 0 | FALSE | 0 | FALSE | 0 | FALSE | 0 | FALSE | 0 | FALSE | 0 | FALSE | 0 | FALSE | 0 | FALSE | 0 | FALSE | 0 | FALSE | 0 | FALSE | 0 | FALSE | 0 | FALSE | 0 | FALSE | 0 | FALSE | 0 | TRUE | 750 | FALSE | 0 | FALSE | 0 | FALSE | 0 | FALSE | 0 | FALSE | 0 | FALSE | 0 | FALSE | 0 | FALSE | 0 | FALSE | 0 | FALSE | 0 | FALSE | 0 | FALSE | 0 | FALSE | 0 | FALSE | 0 | FALSE | 0 | FALSE | 0 | FALSE | 0 | FALSE | 0 | FALSE | 0 | FALSE | 0
50 |  | 0 | 799 | FALSE | 0 | FALSE | 0 | FALSE | 0 | FALSE | 0 | FALSE | 0 | FALSE | 0 | FALSE | 0 | FALSE | 0 | FALSE | 0 | FALSE | 0 | FALSE | 0 | FALSE | 0 | FALSE | 0 | FALSE | 0 | FALSE | 0 | FALSE | 0 | FALSE | 0 | FALSE | 0 | FALSE | 0 | FALSE | 0 | FALSE | 0 | FALSE | 0 | FALSE | 0 | FALSE | 0 | FALSE | 0 | FALSE | 0 | FALSE | 0 | FALSE | 0 | FALSE | 0 | FALSE | 0 | TRUE | 750 | FALSE | 0 | FALSE | 0 | FALSE | 0 | FALSE | 0 | FALSE | 0 | FALSE | 0 | FALSE | 0 | FALSE | 0 | FALSE | 0 | FALSE | 0 | FALSE | 0 | FALSE | 0 | FALSE | 0 | FALSE | 0 | FALSE | 0 | FALSE | 0 | FALSE | 0 | FALSE | 0 | FALSE | 0 | FALSE | 0
50 |  | 0 | 798 | FALSE | 0 | FALSE | 0 | FALSE | 0 | FALSE | 0 | FALSE | 0 | FALSE | 0 | FALSE | 0 | FALSE | 0 | FALSE | 0 | FALSE | 0 | FALSE | 0 | FALSE | 0 | FALSE | 0 | FALSE | 0 | FALSE | 0 | FALSE | 0 | FALSE | 0 | FALSE | 0 | FALSE | 0 | FALSE | 0 | FALSE | 0 | FALSE | 0 | FALSE | 0 | FALSE | 0 | FALSE | 0 | FALSE | 0 | FALSE | 0 | FALSE | 0 | FALSE | 0 | FALSE | 0 | TRUE | 750 | FALSE | 0 | FALSE | 0 | FALSE | 0 | FALSE | 0 | FALSE | 0 | FALSE | 0 | FALSE | 0 | FALSE | 0 | FALSE | 0 | FALSE | 0 | FALSE | 0 | FALSE | 0 | FALSE | 0 | FALSE | 0 | FALSE | 0 | FALSE | 0 | FALSE | 0 | FALSE | 0 | FALSE | 0 | FALSE | 0
50 |  | 0 | 797 | FALSE | 0 | FALSE | 0 | FALSE | 0 | FALSE | 0 | FALSE | 0 | FALSE | 0 | FALSE | 0 | FALSE | 0 | FALSE | 0 | FALSE | 0 | FALSE | 0 | FALSE | 0 | FALSE | 0 | FALSE | 0 | FALSE | 0 | FALSE | 0 | FALSE | 0 | FALSE | 0 | FALSE | 0 | FALSE | 0 | FALSE | 0 | FALSE | 0 | FALSE | 0 | FALSE | 0 | FALSE | 0 | FALSE | 0 | FALSE | 0 | FALSE | 0 | FALSE | 0 | FALSE | 0 | TRUE | 750 | FALSE | 0 | FALSE | 0 | FALSE | 0 | FALSE | 0 | FALSE | 0 | FALSE | 0 | FALSE | 0 | FALSE | 0 | FALSE | 0 | FALSE | 0 | FALSE | 0 | FALSE | 0 | FALSE | 0 | FALSE | 0 | FALSE | 0 | FALSE | 0 | FALSE | 0 | FALSE | 0 | FALSE | 0 | FALSE | 0
50 |  | 0 | 796 | FALSE | 0 | FALSE | 0 | FALSE | 0 | FALSE | 0 | FALSE | 0 | FALSE | 0 | FALSE | 0 | FALSE | 0 | FALSE | 0 | FALSE | 0 | FALSE | 0 | FALSE | 0 | FALSE | 0 | FALSE | 0 | FALSE | 0 | FALSE | 0 | FALSE | 0 | FALSE | 0 | FALSE | 0 | FALSE | 0 | FALSE | 0 | FALSE | 0 | FALSE | 0 | FALSE | 0 | FALSE | 0 | FALSE | 0 | FALSE | 0 | FALSE | 0 | FALSE | 0 | FALSE | 0 | TRUE | 750 | FALSE | 0 | FALSE | 0 | FALSE | 0 | FALSE | 0 | FALSE | 0 | FALSE | 0 | FALSE | 0 | FALSE | 0 | FALSE | 0 | FALSE | 0 | FALSE | 0 | FALSE | 0 | FALSE | 0 | FALSE | 0 | FALSE | 0 | FALSE | 0 | FALSE | 0 | FALSE | 0 | FALSE | 0 | FALSE | 0
50 |  | 0 | 795 | FALSE | 0 | FALSE | 0 | FALSE | 0 | FALSE | 0 | FALSE | 0 | FALSE | 0 | FALSE | 0 | FALSE | 0 | FALSE | 0 | FALSE | 0 | FALSE | 0 | FALSE | 0 | FALSE | 0 | FALSE | 0 | FALSE | 0 | FALSE | 0 | FALSE | 0 | FALSE | 0 | FALSE | 0 | FALSE | 0 | FALSE | 0 | FALSE | 0 | FALSE | 0 | FALSE | 0 | FALSE | 0 | FALSE | 0 | FALSE | 0 | FALSE | 0 | FALSE | 0 | FALSE | 0 | TRUE | 750 | FALSE | 0 | FALSE | 0 | FALSE | 0 | FALSE | 0 | FALSE | 0 | FALSE | 0 | FALSE | 0 | FALSE | 0 | FALSE | 0 | FALSE | 0 | FALSE | 0 | FALSE | 0 | FALSE | 0 | FALSE | 0 | FALSE | 0 | FALSE | 0 | FALSE | 0 | FALSE | 0 | FALSE | 0 | FALSE | 0
50 |  | 0 | 794 | FALSE | 0 | FALSE | 0 | FALSE | 0 | FALSE | 0 | FALSE | 0 | FALSE | 0 | FALSE | 0 | FALSE | 0 | FALSE | 0 | FALSE | 0 | FALSE | 0 | FALSE | 0 | FALSE | 0 | FALSE | 0 | FALSE | 0 | FALSE | 0 | FALSE | 0 | FALSE | 0 | FALSE | 0 | FALSE | 0 | FALSE | 0 | FALSE | 0 | FALSE | 0 | FALSE | 0 | FALSE | 0 | FALSE | 0 | FALSE | 0 | FALSE | 0 | FALSE | 0 | FALSE | 0 | TRUE | 750 | FALSE | 0 | FALSE | 0 | FALSE | 0 | FALSE | 0 | FALSE | 0 | FALSE | 0 | FALSE | 0 | FALSE | 0 | FALSE | 0 | FALSE | 0 | FALSE | 0 | FALSE | 0 | FALSE | 0 | FALSE | 0 | FALSE | 0 | FALSE | 0 | FALSE | 0 | FALSE | 0 | FALSE | 0 | FALSE | 0
50 |  | 0 | 793 | FALSE | 0 | FALSE | 0 | FALSE | 0 | FALSE | 0 | FALSE | 0 | FALSE | 0 | FALSE | 0 | FALSE | 0 | FALSE | 0 | FALSE | 0 | FALSE | 0 | FALSE | 0 | FALSE | 0 | FALSE | 0 | FALSE | 0 | FALSE | 0 | FALSE | 0 | FALSE | 0 | FALSE | 0 | FALSE | 0 | FALSE | 0 | FALSE | 0 | FALSE | 0 | FALSE | 0 | FALSE | 0 | FALSE | 0 | FALSE | 0 | FALSE | 0 | FALSE | 0 | FALSE | 0 | TRUE | 750 | FALSE | 0 | FALSE | 0 | FALSE | 0 | FALSE | 0 | FALSE | 0 | FALSE | 0 | FALSE | 0 | FALSE | 0 | FALSE | 0 | FALSE | 0 | FALSE | 0 | FALSE | 0 | FALSE | 0 | FALSE | 0 | FALSE | 0 | FALSE | 0 | FALSE | 0 | FALSE | 0 | FALSE | 0 | FALSE | 0
50 |  | 0 | 792 | FALSE | 0 | FALSE | 0 | FALSE | 0 | FALSE | 0 | FALSE | 0 | FALSE | 0 | FALSE | 0 | FALSE | 0 | FALSE | 0 | FALSE | 0 | FALSE | 0 | FALSE | 0 | FALSE | 0 | FALSE | 0 | FALSE | 0 | FALSE | 0 | FALSE | 0 | FALSE | 0 | FALSE | 0 | FALSE | 0 | FALSE | 0 | FALSE | 0 | FALSE | 0 | FALSE | 0 | FALSE | 0 | FALSE | 0 | FALSE | 0 | FALSE | 0 | FALSE | 0 | FALSE | 0 | TRUE | 750 | FALSE | 0 | FALSE | 0 | FALSE | 0 | FALSE | 0 | FALSE | 0 | FALSE | 0 | FALSE | 0 | FALSE | 0 | FALSE | 0 | FALSE | 0 | FALSE | 0 | FALSE | 0 | FALSE | 0 | FALSE | 0 | FALSE | 0 | FALSE | 0 | FALSE | 0 | FALSE | 0 | FALSE | 0 | FALSE | 0
50 |  | 0 | 791 | FALSE | 0 | FALSE | 0 | FALSE | 0 | FALSE | 0 | FALSE | 0 | FALSE | 0 | FALSE | 0 | FALSE | 0 | FALSE | 0 | FALSE | 0 | FALSE | 0 | FALSE | 0 | FALSE | 0 | FALSE | 0 | FALSE | 0 | FALSE | 0 | FALSE | 0 | FALSE | 0 | FALSE | 0 | FALSE | 0 | FALSE | 0 | FALSE | 0 | FALSE | 0 | FALSE | 0 | FALSE | 0 | FALSE | 0 | FALSE | 0 | FALSE | 0 | FALSE | 0 | FALSE | 0 | TRUE | 750 | FALSE | 0 | FALSE | 0 | FALSE | 0 | FALSE | 0 | FALSE | 0 | FALSE | 0 | FALSE | 0 | FALSE | 0 | FALSE | 0 | FALSE | 0 | FALSE | 0 | FALSE | 0 | FALSE | 0 | FALSE | 0 | FALSE | 0 | FALSE | 0 | FALSE | 0 | FALSE | 0 | FALSE | 0 | FALSE | 0
50 |  | 0 | 790 | FALSE | 0 | FALSE | 0 | FALSE | 0 | FALSE | 0 | FALSE | 0 | FALSE | 0 | FALSE | 0 | FALSE | 0 | FALSE | 0 | FALSE | 0 | FALSE | 0 | FALSE | 0 | FALSE | 0 | FALSE | 0 | FALSE | 0 | FALSE | 0 | FALSE | 0 | FALSE | 0 | FALSE | 0 | FALSE | 0 | FALSE | 0 | FALSE | 0 | FALSE | 0 | FALSE | 0 | FALSE | 0 | FALSE | 0 | FALSE | 0 | FALSE | 0 | FALSE | 0 | FALSE | 0 | TRUE | 750 | FALSE | 0 | FALSE | 0 | FALSE | 0 | FALSE | 0 | FALSE | 0 | FALSE | 0 | FALSE | 0 | FALSE | 0 | FALSE | 0 | FALSE | 0 | FALSE | 0 | FALSE | 0 | FALSE | 0 | FALSE | 0 | FALSE | 0 | FALSE | 0 | FALSE | 0 | FALSE | 0 | FALSE | 0 | FALSE | 0
50 |  | 0 | 789 | FALSE | 0 | FALSE | 0 | FALSE | 0 | FALSE | 0 | FALSE | 0 | FALSE | 0 | FALSE | 0 | FALSE | 0 | FALSE | 0 | FALSE | 0 | FALSE | 0 | FALSE | 0 | FALSE | 0 | FALSE | 0 | FALSE | 0 | FALSE | 0 | FALSE | 0 | FALSE | 0 | FALSE | 0 | FALSE | 0 | FALSE | 0 | FALSE | 0 | FALSE | 0 | FALSE | 0 | FALSE | 0 | FALSE | 0 | FALSE | 0 | FALSE | 0 | FALSE | 0 | FALSE | 0 | TRUE | 750 | FALSE | 0 | FALSE | 0 | FALSE | 0 | FALSE | 0 | FALSE | 0 | FALSE | 0 | FALSE | 0 | FALSE | 0 | FALSE | 0 | FALSE | 0 | FALSE | 0 | FALSE | 0 | FALSE | 0 | FALSE | 0 | FALSE | 0 | FALSE | 0 | FALSE | 0 | FALSE | 0 | FALSE | 0 | FALSE | 0
50 |  | 0 | 788 | FALSE | 0 | FALSE | 0 | FALSE | 0 | FALSE | 0 | FALSE | 0 | FALSE | 0 | FALSE | 0 | FALSE | 0 | FALSE | 0 | FALSE | 0 | FALSE | 0 | FALSE | 0 | FALSE | 0 | FALSE | 0 | FALSE | 0 | FALSE | 0 | FALSE | 0 | FALSE | 0 | FALSE | 0 | FALSE | 0 | FALSE | 0 | FALSE | 0 | FALSE | 0 | FALSE | 0 | FALSE | 0 | FALSE | 0 | FALSE | 0 | FALSE | 0 | FALSE | 0 | FALSE | 0 | TRUE | 750 | FALSE | 0 | FALSE | 0 | FALSE | 0 | FALSE | 0 | FALSE | 0 | FALSE | 0 | FALSE | 0 | FALSE | 0 | FALSE | 0 | FALSE | 0 | FALSE | 0 | FALSE | 0 | FALSE | 0 | FALSE | 0 | FALSE | 0 | FALSE | 0 | FALSE | 0 | FALSE | 0 | FALSE | 0 | FALSE | 0
50 |  | 0 | 787 | FALSE | 0 | FALSE | 0 | FALSE | 0 | FALSE | 0 | FALSE | 0 | FALSE | 0 | FALSE | 0 | FALSE | 0 | FALSE | 0 | FALSE | 0 | FALSE | 0 | FALSE | 0 | FALSE | 0 | FALSE | 0 | FALSE | 0 | FALSE | 0 | FALSE | 0 | FALSE | 0 | FALSE | 0 | FALSE | 0 | FALSE | 0 | FALSE | 0 | FALSE | 0 | FALSE | 0 | FALSE | 0 | FALSE | 0 | FALSE | 0 | FALSE | 0 | FALSE | 0 | FALSE | 0 | TRUE | 750 | FALSE | 0 | FALSE | 0 | FALSE | 0 | FALSE | 0 | FALSE | 0 | FALSE | 0 | FALSE | 0 | FALSE | 0 | FALSE | 0 | FALSE | 0 | FALSE | 0 | FALSE | 0 | FALSE | 0 | FALSE | 0 | FALSE | 0 | FALSE | 0 | FALSE | 0 | FALSE | 0 | FALSE | 0 | FALSE | 0
50 |  | 0 | 786 | FALSE | 0 | FALSE | 0 | FALSE | 0 | FALSE | 0 | FALSE | 0 | FALSE | 0 | FALSE | 0 | FALSE | 0 | FALSE | 0 | FALSE | 0 | FALSE | 0 | FALSE | 0 | FALSE | 0 | FALSE | 0 | FALSE | 0 | FALSE | 0 | FALSE | 0 | FALSE | 0 | FALSE | 0 | FALSE | 0 | FALSE | 0 | FALSE | 0 | FALSE | 0 | FALSE | 0 | FALSE | 0 | FALSE | 0 | FALSE | 0 | FALSE | 0 | FALSE | 0 | FALSE | 0 | TRUE | 750 | FALSE | 0 | FALSE | 0 | FALSE | 0 | FALSE | 0 | FALSE | 0 | FALSE | 0 | FALSE | 0 | FALSE | 0 | FALSE | 0 | FALSE | 0 | FALSE | 0 | FALSE | 0 | FALSE | 0 | FALSE | 0 | FALSE | 0 | FALSE | 0 | FALSE | 0 | FALSE | 0 | FALSE | 0 | FALSE | 0
50 |  | 0 | 785 | FALSE | 0 | FALSE | 0 | FALSE | 0 | FALSE | 0 | FALSE | 0 | FALSE | 0 | FALSE | 0 | FALSE | 0 | FALSE | 0 | FALSE | 0 | FALSE | 0 | FALSE | 0 | FALSE | 0 | FALSE | 0 | FALSE | 0 | FALSE | 0 | FALSE | 0 | FALSE | 0 | FALSE | 0 | FALSE | 0 | FALSE | 0 | FALSE | 0 | FALSE | 0 | FALSE | 0 | FALSE | 0 | FALSE | 0 | FALSE | 0 | FALSE | 0 | FALSE | 0 | FALSE | 0 | TRUE | 750 | FALSE | 0 | FALSE | 0 | FALSE | 0 | FALSE | 0 | FALSE | 0 | FALSE | 0 | FALSE | 0 | FALSE | 0 | FALSE | 0 | FALSE | 0 | FALSE | 0 | FALSE | 0 | FALSE | 0 | FALSE | 0 | FALSE | 0 | FALSE | 0 | FALSE | 0 | FALSE | 0 | FALSE | 0 | FALSE | 0
50 |  | 0 | 784 | FALSE | 0 | FALSE | 0 | FALSE | 0 | FALSE | 0 | FALSE | 0 | FALSE | 0 | FALSE | 0 | FALSE | 0 | FALSE | 0 | FALSE | 0 | FALSE | 0 | FALSE | 0 | FALSE | 0 | FALSE | 0 | FALSE | 0 | FALSE | 0 | FALSE | 0 | FALSE | 0 | FALSE | 0 | FALSE | 0 | FALSE | 0 | FALSE | 0 | FALSE | 0 | FALSE | 0 | FALSE | 0 | FALSE | 0 | FALSE | 0 | FALSE | 0 | FALSE | 0 | FALSE | 0 | TRUE | 750 | FALSE | 0 | FALSE | 0 | FALSE | 0 | FALSE | 0 | FALSE | 0 | FALSE | 0 | FALSE | 0 | FALSE | 0 | FALSE | 0 | FALSE | 0 | FALSE | 0 | FALSE | 0 | FALSE | 0 | FALSE | 0 | FALSE | 0 | FALSE | 0 | FALSE | 0 | FALSE | 0 | FALSE | 0 | FALSE | 0
50 |  | 0 | 783 | FALSE | 0 | FALSE | 0 | FALSE | 0 | FALSE | 0 | FALSE | 0 | FALSE | 0 | FALSE | 0 | FALSE | 0 | FALSE | 0 | FALSE | 0 | FALSE | 0 | FALSE | 0 | FALSE | 0 | FALSE | 0 | FALSE | 0 | FALSE | 0 | FALSE | 0 | FALSE | 0 | FALSE | 0 | FALSE | 0 | FALSE | 0 | FALSE | 0 | FALSE | 0 | FALSE | 0 | FALSE | 0 | FALSE | 0 | FALSE | 0 | FALSE | 0 | FALSE | 0 | FALSE | 0 | TRUE | 750 | FALSE | 0 | FALSE | 0 | FALSE | 0 | FALSE | 0 | FALSE | 0 | FALSE | 0 | FALSE | 0 | FALSE | 0 | FALSE | 0 | FALSE | 0 | FALSE | 0 | FALSE | 0 | FALSE | 0 | FALSE | 0 | FALSE | 0 | FALSE | 0 | FALSE | 0 | FALSE | 0 | FALSE | 0 | FALSE | 0
50 |  | 0 | 782 | FALSE | 0 | FALSE | 0 | FALSE | 0 | FALSE | 0 | FALSE | 0 | FALSE | 0 | FALSE | 0 | FALSE | 0 | FALSE | 0 | FALSE | 0 | FALSE | 0 | FALSE | 0 | FALSE | 0 | FALSE | 0 | FALSE | 0 | FALSE | 0 | FALSE | 0 | FALSE | 0 | FALSE | 0 | FALSE | 0 | FALSE | 0 | FALSE | 0 | FALSE | 0 | FALSE | 0 | FALSE | 0 | FALSE | 0 | FALSE | 0 | FALSE | 0 | FALSE | 0 | FALSE | 0 | TRUE | 750 | FALSE | 0 | FALSE | 0 | FALSE | 0 | FALSE | 0 | FALSE | 0 | FALSE | 0 | FALSE | 0 | FALSE | 0 | FALSE | 0 | FALSE | 0 | FALSE | 0 | FALSE | 0 | FALSE | 0 | FALSE | 0 | FALSE | 0 | FALSE | 0 | FALSE | 0 | FALSE | 0 | FALSE | 0 | FALSE | 0
50 |  | 0 | 781 | FALSE | 0 | FALSE | 0 | FALSE | 0 | FALSE | 0 | FALSE | 0 | FALSE | 0 | FALSE | 0 | FALSE | 0 | FALSE | 0 | FALSE | 0 | FALSE | 0 | FALSE | 0 | FALSE | 0 | FALSE | 0 | FALSE | 0 | FALSE | 0 | FALSE | 0 | FALSE | 0 | FALSE | 0 | FALSE | 0 | FALSE | 0 | FALSE | 0 | FALSE | 0 | FALSE | 0 | FALSE | 0 | FALSE | 0 | FALSE | 0 | FALSE | 0 | FALSE | 0 | FALSE | 0 | TRUE | 750 | FALSE | 0 | FALSE | 0 | FALSE | 0 | FALSE | 0 | FALSE | 0 | FALSE | 0 | FALSE | 0 | FALSE | 0 | FALSE | 0 | FALSE | 0 | FALSE | 0 | FALSE | 0 | FALSE | 0 | FALSE | 0 | FALSE | 0 | FALSE | 0 | FALSE | 0 | FALSE | 0 | FALSE | 0 | FALSE | 0
50 |  | 0 | 780 | FALSE | 0 | FALSE | 0 | FALSE | 0 | FALSE | 0 | FALSE | 0 | FALSE | 0 | FALSE | 0 | FALSE | 0 | FALSE | 0 | FALSE | 0 | FALSE | 0 | FALSE | 0 | FALSE | 0 | FALSE | 0 | FALSE | 0 | FALSE | 0 | FALSE | 0 | FALSE | 0 | FALSE | 0 | FALSE | 0 | FALSE | 0 | FALSE | 0 | FALSE | 0 | FALSE | 0 | FALSE | 0 | FALSE | 0 | FALSE | 0 | FALSE | 0 | FALSE | 0 | FALSE | 0 | TRUE | 750 | FALSE | 0 | FALSE | 0 | FALSE | 0 | FALSE | 0 | FALSE | 0 | FALSE | 0 | FALSE | 0 | FALSE | 0 | FALSE | 0 | FALSE | 0 | FALSE | 0 | FALSE | 0 | FALSE | 0 | FALSE | 0 | FALSE | 0 | FALSE | 0 | FALSE | 0 | FALSE | 0 | FALSE | 0 | FALSE | 0
50 |  | 0 | 779 | FALSE | 0 | FALSE | 0 | FALSE | 0 | FALSE | 0 | FALSE | 0 | FALSE | 0 | FALSE | 0 | FALSE | 0 | FALSE | 0 | FALSE | 0 | FALSE | 0 | FALSE | 0 | FALSE | 0 | FALSE | 0 | FALSE | 0 | FALSE | 0 | FALSE | 0 | FALSE | 0 | FALSE | 0 | FALSE | 0 | FALSE | 0 | FALSE | 0 | FALSE | 0 | FALSE | 0 | FALSE | 0 | FALSE | 0 | FALSE | 0 | FALSE | 0 | FALSE | 0 | FALSE | 0 | TRUE | 750 | FALSE | 0 | FALSE | 0 | FALSE | 0 | FALSE | 0 | FALSE | 0 | FALSE | 0 | FALSE | 0 | FALSE | 0 | FALSE | 0 | FALSE | 0 | FALSE | 0 | FALSE | 0 | FALSE | 0 | FALSE | 0 | FALSE | 0 | FALSE | 0 | FALSE | 0 | FALSE | 0 | FALSE | 0 | FALSE | 0
50 |  | 0 | 778 | FALSE | 0 | FALSE | 0 | FALSE | 0 | FALSE | 0 | FALSE | 0 | FALSE | 0 | FALSE | 0 | FALSE | 0 | FALSE | 0 | FALSE | 0 | FALSE | 0 | FALSE | 0 | FALSE | 0 | FALSE | 0 | FALSE | 0 | FALSE | 0 | FALSE | 0 | FALSE | 0 | FALSE | 0 | FALSE | 0 | FALSE | 0 | FALSE | 0 | FALSE | 0 | FALSE | 0 | FALSE | 0 | FALSE | 0 | FALSE | 0 | FALSE | 0 | FALSE | 0 | FALSE | 0 | TRUE | 750 | FALSE | 0 | FALSE | 0 | FALSE | 0 | FALSE | 0 | FALSE | 0 | FALSE | 0 | FALSE | 0 | FALSE | 0 | FALSE | 0 | FALSE | 0 | FALSE | 0 | FALSE | 0 | FALSE | 0 | FALSE | 0 | FALSE | 0 | FALSE | 0 | FALSE | 0 | FALSE | 0 | FALSE | 0 | FALSE | 0
50 |  | 0 | 777 | FALSE | 0 | FALSE | 0 | FALSE | 0 | FALSE | 0 | FALSE | 0 | FALSE | 0 | FALSE | 0 | FALSE | 0 | FALSE | 0 | FALSE | 0 | FALSE | 0 | FALSE | 0 | FALSE | 0 | FALSE | 0 | FALSE | 0 | FALSE | 0 | FALSE | 0 | FALSE | 0 | FALSE | 0 | FALSE | 0 | FALSE | 0 | FALSE | 0 | FALSE | 0 | FALSE | 0 | FALSE | 0 | FALSE | 0 | FALSE | 0 | FALSE | 0 | FALSE | 0 | FALSE | 0 | TRUE | 750 | FALSE | 0 | FALSE | 0 | FALSE | 0 | FALSE | 0 | FALSE | 0 | FALSE | 0 | FALSE | 0 | FALSE | 0 | FALSE | 0 | FALSE | 0 | FALSE | 0 | FALSE | 0 | FALSE | 0 | FALSE | 0 | FALSE | 0 | FALSE | 0 | FALSE | 0 | FALSE | 0 | FALSE | 0 | FALSE | 0
50 |  | 0 | 776 | FALSE | 0 | FALSE | 0 | FALSE | 0 | FALSE | 0 | FALSE | 0 | FALSE | 0 | FALSE | 0 | FALSE | 0 | FALSE | 0 | FALSE | 0 | FALSE | 0 | FALSE | 0 | FALSE | 0 | FALSE | 0 | FALSE | 0 | FALSE | 0 | FALSE | 0 | FALSE | 0 | FALSE | 0 | FALSE | 0 | FALSE | 0 | FALSE | 0 | FALSE | 0 | FALSE | 0 | FALSE | 0 | FALSE | 0 | FALSE | 0 | FALSE | 0 | FALSE | 0 | FALSE | 0 | TRUE | 750 | FALSE | 0 | FALSE | 0 | FALSE | 0 | FALSE | 0 | FALSE | 0 | FALSE | 0 | FALSE | 0 | FALSE | 0 | FALSE | 0 | FALSE | 0 | FALSE | 0 | FALSE | 0 | FALSE | 0 | FALSE | 0 | FALSE | 0 | FALSE | 0 | FALSE | 0 | FALSE | 0 | FALSE | 0 | FALSE | 0
50 |  | 0 | 775 | FALSE | 0 | FALSE | 0 | FALSE | 0 | FALSE | 0 | FALSE | 0 | FALSE | 0 | FALSE | 0 | FALSE | 0 | FALSE | 0 | FALSE | 0 | FALSE | 0 | FALSE | 0 | FALSE | 0 | FALSE | 0 | FALSE | 0 | FALSE | 0 | FALSE | 0 | FALSE | 0 | FALSE | 0 | FALSE | 0 | FALSE | 0 | FALSE | 0 | FALSE | 0 | FALSE | 0 | FALSE | 0 | FALSE | 0 | FALSE | 0 | FALSE | 0 | FALSE | 0 | FALSE | 0 | TRUE | 750 | FALSE | 0 | FALSE | 0 | FALSE | 0 | FALSE | 0 | FALSE | 0 | FALSE | 0 | FALSE | 0 | FALSE | 0 | FALSE | 0 | FALSE | 0 | FALSE | 0 | FALSE | 0 | FALSE | 0 | FALSE | 0 | FALSE | 0 | FALSE | 0 | FALSE | 0 | FALSE | 0 | FALSE | 0 | FALSE | 0
50 |  | 0 | 774 | FALSE | 0 | FALSE | 0 | FALSE | 0 | FALSE | 0 | FALSE | 0 | FALSE | 0 | FALSE | 0 | FALSE | 0 | FALSE | 0 | FALSE | 0 | FALSE | 0 | FALSE | 0 | FALSE | 0 | FALSE | 0 | FALSE | 0 | FALSE | 0 | FALSE | 0 | FALSE | 0 | FALSE | 0 | FALSE | 0 | FALSE | 0 | FALSE | 0 | FALSE | 0 | FALSE | 0 | FALSE | 0 | FALSE | 0 | FALSE | 0 | FALSE | 0 | FALSE | 0 | FALSE | 0 | TRUE | 750 | FALSE | 0 | FALSE | 0 | FALSE | 0 | FALSE | 0 | FALSE | 0 | FALSE | 0 | FALSE | 0 | FALSE | 0 | FALSE | 0 | FALSE | 0 | FALSE | 0 | FALSE | 0 | FALSE | 0 | FALSE | 0 | FALSE | 0 | FALSE | 0 | FALSE | 0 | FALSE | 0 | FALSE | 0 | FALSE | 0
50 |  | 0 | 773 | FALSE | 0 | FALSE | 0 | FALSE | 0 | FALSE | 0 | FALSE | 0 | FALSE | 0 | FALSE | 0 | FALSE | 0 | FALSE | 0 | FALSE | 0 | FALSE | 0 | FALSE | 0 | FALSE | 0 | FALSE | 0 | FALSE | 0 | FALSE | 0 | FALSE | 0 | FALSE | 0 | FALSE | 0 | FALSE | 0 | FALSE | 0 | FALSE | 0 | FALSE | 0 | FALSE | 0 | FALSE | 0 | FALSE | 0 | FALSE | 0 | FALSE | 0 | FALSE | 0 | FALSE | 0 | TRUE | 750 | FALSE | 0 | FALSE | 0 | FALSE | 0 | FALSE | 0 | FALSE | 0 | FALSE | 0 | FALSE | 0 | FALSE | 0 | FALSE | 0 | FALSE | 0 | FALSE | 0 | FALSE | 0 | FALSE | 0 | FALSE | 0 | FALSE | 0 | FALSE | 0 | FALSE | 0 | FALSE | 0 | FALSE | 0 | FALSE | 0
50 |  | 0 | 772 | FALSE | 0 | FALSE | 0 | FALSE | 0 | FALSE | 0 | FALSE | 0 | FALSE | 0 | FALSE | 0 | FALSE | 0 | FALSE | 0 | FALSE | 0 | FALSE | 0 | FALSE | 0 | FALSE | 0 | FALSE | 0 | FALSE | 0 | FALSE | 0 | FALSE | 0 | FALSE | 0 | FALSE | 0 | FALSE | 0 | FALSE | 0 | FALSE | 0 | FALSE | 0 | FALSE | 0 | FALSE | 0 | FALSE | 0 | FALSE | 0 | FALSE | 0 | FALSE | 0 | FALSE | 0 | TRUE | 750 | FALSE | 0 | FALSE | 0 | FALSE | 0 | FALSE | 0 | FALSE | 0 | FALSE | 0 | FALSE | 0 | FALSE | 0 | FALSE | 0 | FALSE | 0 | FALSE | 0 | FALSE | 0 | FALSE | 0 | FALSE | 0 | FALSE | 0 | FALSE | 0 | FALSE | 0 | FALSE | 0 | FALSE | 0 | FALSE | 0
50 |  | 0 | 771 | FALSE | 0 | FALSE | 0 | FALSE | 0 | FALSE | 0 | FALSE | 0 | FALSE | 0 | FALSE | 0 | FALSE | 0 | FALSE | 0 | FALSE | 0 | FALSE | 0 | FALSE | 0 | FALSE | 0 | FALSE | 0 | FALSE | 0 | FALSE | 0 | FALSE | 0 | FALSE | 0 | FALSE | 0 | FALSE | 0 | FALSE | 0 | FALSE | 0 | FALSE | 0 | FALSE | 0 | FALSE | 0 | FALSE | 0 | FALSE | 0 | FALSE | 0 | FALSE | 0 | FALSE | 0 | TRUE | 750 | FALSE | 0 | FALSE | 0 | FALSE | 0 | FALSE | 0 | FALSE | 0 | FALSE | 0 | FALSE | 0 | FALSE | 0 | FALSE | 0 | FALSE | 0 | FALSE | 0 | FALSE | 0 | FALSE | 0 | FALSE | 0 | FALSE | 0 | FALSE | 0 | FALSE | 0 | FALSE | 0 | FALSE | 0 | FALSE | 0
50 |  | 0 | 770 | FALSE | 0 | FALSE | 0 | FALSE | 0 | FALSE | 0 | FALSE | 0 | FALSE | 0 | FALSE | 0 | FALSE | 0 | FALSE | 0 | FALSE | 0 | FALSE | 0 | FALSE | 0 | FALSE | 0 | FALSE | 0 | FALSE | 0 | FALSE | 0 | FALSE | 0 | FALSE | 0 | FALSE | 0 | FALSE | 0 | FALSE | 0 | FALSE | 0 | FALSE | 0 | FALSE | 0 | FALSE | 0 | FALSE | 0 | FALSE | 0 | FALSE | 0 | FALSE | 0 | FALSE | 0 | TRUE | 750 | FALSE | 0 | FALSE | 0 | FALSE | 0 | FALSE | 0 | FALSE | 0 | FALSE | 0 | FALSE | 0 | FALSE | 0 | FALSE | 0 | FALSE | 0 | FALSE | 0 | FALSE | 0 | FALSE | 0 | FALSE | 0 | FALSE | 0 | FALSE | 0 | FALSE | 0 | FALSE | 0 | FALSE | 0 | FALSE | 0
50 |  | 0 | 769 | FALSE | 0 | FALSE | 0 | FALSE | 0 | FALSE | 0 | FALSE | 0 | FALSE | 0 | FALSE | 0 | FALSE | 0 | FALSE | 0 | FALSE | 0 | FALSE | 0 | FALSE | 0 | FALSE | 0 | FALSE | 0 | FALSE | 0 | FALSE | 0 | FALSE | 0 | FALSE | 0 | FALSE | 0 | FALSE | 0 | FALSE | 0 | FALSE | 0 | FALSE | 0 | FALSE | 0 | FALSE | 0 | FALSE | 0 | FALSE | 0 | FALSE | 0 | FALSE | 0 | FALSE | 0 | TRUE | 750 | FALSE | 0 | FALSE | 0 | FALSE | 0 | FALSE | 0 | FALSE | 0 | FALSE | 0 | FALSE | 0 | FALSE | 0 | FALSE | 0 | FALSE | 0 | FALSE | 0 | FALSE | 0 | FALSE | 0 | FALSE | 0 | FALSE | 0 | FALSE | 0 | FALSE | 0 | FALSE | 0 | FALSE | 0 | FALSE | 0
50 |  | 0 | 768 | FALSE | 0 | FALSE | 0 | FALSE | 0 | FALSE | 0 | FALSE | 0 | FALSE | 0 | FALSE | 0 | FALSE | 0 | FALSE | 0 | FALSE | 0 | FALSE | 0 | FALSE | 0 | FALSE | 0 | FALSE | 0 | FALSE | 0 | FALSE | 0 | FALSE | 0 | FALSE | 0 | FALSE | 0 | FALSE | 0 | FALSE | 0 | FALSE | 0 | FALSE | 0 | FALSE | 0 | FALSE | 0 | FALSE | 0 | FALSE | 0 | FALSE | 0 | FALSE | 0 | FALSE | 0 | TRUE | 750 | FALSE | 0 | FALSE | 0 | FALSE | 0 | FALSE | 0 | FALSE | 0 | FALSE | 0 | FALSE | 0 | FALSE | 0 | FALSE | 0 | FALSE | 0 | FALSE | 0 | FALSE | 0 | FALSE | 0 | FALSE | 0 | FALSE | 0 | FALSE | 0 | FALSE | 0 | FALSE | 0 | FALSE | 0 | FALSE | 0
50 |  | 0 | 767 | FALSE | 0 | FALSE | 0 | FALSE | 0 | FALSE | 0 | FALSE | 0 | FALSE | 0 | FALSE | 0 | FALSE | 0 | FALSE | 0 | FALSE | 0 | FALSE | 0 | FALSE | 0 | FALSE | 0 | FALSE | 0 | FALSE | 0 | FALSE | 0 | FALSE | 0 | FALSE | 0 | FALSE | 0 | FALSE | 0 | FALSE | 0 | FALSE | 0 | FALSE | 0 | FALSE | 0 | FALSE | 0 | FALSE | 0 | FALSE | 0 | FALSE | 0 | FALSE | 0 | FALSE | 0 | TRUE | 750 | FALSE | 0 | FALSE | 0 | FALSE | 0 | FALSE | 0 | FALSE | 0 | FALSE | 0 | FALSE | 0 | FALSE | 0 | FALSE | 0 | FALSE | 0 | FALSE | 0 | FALSE | 0 | FALSE | 0 | FALSE | 0 | FALSE | 0 | FALSE | 0 | FALSE | 0 | FALSE | 0 | FALSE | 0 | FALSE | 0
50 |  | 0 | 766 | FALSE | 0 | FALSE | 0 | FALSE | 0 | FALSE | 0 | FALSE | 0 | FALSE | 0 | FALSE | 0 | FALSE | 0 | FALSE | 0 | FALSE | 0 | FALSE | 0 | FALSE | 0 | FALSE | 0 | FALSE | 0 | FALSE | 0 | FALSE | 0 | FALSE | 0 | FALSE | 0 | FALSE | 0 | FALSE | 0 | FALSE | 0 | FALSE | 0 | FALSE | 0 | FALSE | 0 | FALSE | 0 | FALSE | 0 | FALSE | 0 | FALSE | 0 | FALSE | 0 | FALSE | 0 | TRUE | 750 | FALSE | 0 | FALSE | 0 | FALSE | 0 | FALSE | 0 | FALSE | 0 | FALSE | 0 | FALSE | 0 | FALSE | 0 | FALSE | 0 | FALSE | 0 | FALSE | 0 | FALSE | 0 | FALSE | 0 | FALSE | 0 | FALSE | 0 | FALSE | 0 | FALSE | 0 | FALSE | 0 | FALSE | 0 | FALSE | 0
50 |  | 0 | 765 | FALSE | 0 | FALSE | 0 | FALSE | 0 | FALSE | 0 | FALSE | 0 | FALSE | 0 | FALSE | 0 | FALSE | 0 | FALSE | 0 | FALSE | 0 | FALSE | 0 | FALSE | 0 | FALSE | 0 | FALSE | 0 | FALSE | 0 | FALSE | 0 | FALSE | 0 | FALSE | 0 | FALSE | 0 | FALSE | 0 | FALSE | 0 | FALSE | 0 | FALSE | 0 | FALSE | 0 | FALSE | 0 | FALSE | 0 | FALSE | 0 | FALSE | 0 | FALSE | 0 | FALSE | 0 | TRUE | 750 | FALSE | 0 | FALSE | 0 | FALSE | 0 | FALSE | 0 | FALSE | 0 | FALSE | 0 | FALSE | 0 | FALSE | 0 | FALSE | 0 | FALSE | 0 | FALSE | 0 | FALSE | 0 | FALSE | 0 | FALSE | 0 | FALSE | 0 | FALSE | 0 | FALSE | 0 | FALSE | 0 | FALSE | 0 | FALSE | 0
50 |  | 0 | 764 | FALSE | 0 | FALSE | 0 | FALSE | 0 | FALSE | 0 | FALSE | 0 | FALSE | 0 | FALSE | 0 | FALSE | 0 | FALSE | 0 | FALSE | 0 | FALSE | 0 | FALSE | 0 | FALSE | 0 | FALSE | 0 | FALSE | 0 | FALSE | 0 | FALSE | 0 | FALSE | 0 | FALSE | 0 | FALSE | 0 | FALSE | 0 | FALSE | 0 | FALSE | 0 | FALSE | 0 | FALSE | 0 | FALSE | 0 | FALSE | 0 | FALSE | 0 | FALSE | 0 | FALSE | 0 | TRUE | 750 | FALSE | 0 | FALSE | 0 | FALSE | 0 | FALSE | 0 | FALSE | 0 | FALSE | 0 | FALSE | 0 | FALSE | 0 | FALSE | 0 | FALSE | 0 | FALSE | 0 | FALSE | 0 | FALSE | 0 | FALSE | 0 | FALSE | 0 | FALSE | 0 | FALSE | 0 | FALSE | 0 | FALSE | 0 | FALSE | 0
50 |  | 0 | 763 | FALSE | 0 | FALSE | 0 | FALSE | 0 | FALSE | 0 | FALSE | 0 | FALSE | 0 | FALSE | 0 | FALSE | 0 | FALSE | 0 | FALSE | 0 | FALSE | 0 | FALSE | 0 | FALSE | 0 | FALSE | 0 | FALSE | 0 | FALSE | 0 | FALSE | 0 | FALSE | 0 | FALSE | 0 | FALSE | 0 | FALSE | 0 | FALSE | 0 | FALSE | 0 | FALSE | 0 | FALSE | 0 | FALSE | 0 | FALSE | 0 | FALSE | 0 | FALSE | 0 | FALSE | 0 | TRUE | 750 | FALSE | 0 | FALSE | 0 | FALSE | 0 | FALSE | 0 | FALSE | 0 | FALSE | 0 | FALSE | 0 | FALSE | 0 | FALSE | 0 | FALSE | 0 | FALSE | 0 | FALSE | 0 | FALSE | 0 | FALSE | 0 | FALSE | 0 | FALSE | 0 | FALSE | 0 | FALSE | 0 | FALSE | 0 | FALSE | 0
50 |  | 0 | 762 | FALSE | 0 | FALSE | 0 | FALSE | 0 | FALSE | 0 | FALSE | 0 | FALSE | 0 | FALSE | 0 | FALSE | 0 | FALSE | 0 | FALSE | 0 | FALSE | 0 | FALSE | 0 | FALSE | 0 | FALSE | 0 | FALSE | 0 | FALSE | 0 | FALSE | 0 | FALSE | 0 | FALSE | 0 | FALSE | 0 | FALSE | 0 | FALSE | 0 | FALSE | 0 | FALSE | 0 | FALSE | 0 | FALSE | 0 | FALSE | 0 | FALSE | 0 | FALSE | 0 | FALSE | 0 | TRUE | 750 | FALSE | 0 | FALSE | 0 | FALSE | 0 | FALSE | 0 | FALSE | 0 | FALSE | 0 | FALSE | 0 | FALSE | 0 | FALSE | 0 | FALSE | 0 | FALSE | 0 | FALSE | 0 | FALSE | 0 | FALSE | 0 | FALSE | 0 | FALSE | 0 | FALSE | 0 | FALSE | 0 | FALSE | 0 | FALSE | 0
50 |  | 0 | 761 | FALSE | 0 | FALSE | 0 | FALSE | 0 | FALSE | 0 | FALSE | 0 | FALSE | 0 | FALSE | 0 | FALSE | 0 | FALSE | 0 | FALSE | 0 | FALSE | 0 | FALSE | 0 | FALSE | 0 | FALSE | 0 | FALSE | 0 | FALSE | 0 | FALSE | 0 | FALSE | 0 | FALSE | 0 | FALSE | 0 | FALSE | 0 | FALSE | 0 | FALSE | 0 | FALSE | 0 | FALSE | 0 | FALSE | 0 | FALSE | 0 | FALSE | 0 | FALSE | 0 | FALSE | 0 | TRUE | 750 | FALSE | 0 | FALSE | 0 | FALSE | 0 | FALSE | 0 | FALSE | 0 | FALSE | 0 | FALSE | 0 | FALSE | 0 | FALSE | 0 | FALSE | 0 | FALSE | 0 | FALSE | 0 | FALSE | 0 | FALSE | 0 | FALSE | 0 | FALSE | 0 | FALSE | 0 | FALSE | 0 | FALSE | 0 | FALSE | 0
50 |  | 0 | 760 | FALSE | 0 | FALSE | 0 | FALSE | 0 | FALSE | 0 | FALSE | 0 | FALSE | 0 | FALSE | 0 | FALSE | 0 | FALSE | 0 | FALSE | 0 | FALSE | 0 | FALSE | 0 | FALSE | 0 | FALSE | 0 | FALSE | 0 | FALSE | 0 | FALSE | 0 | FALSE | 0 | FALSE | 0 | FALSE | 0 | FALSE | 0 | FALSE | 0 | FALSE | 0 | FALSE | 0 | FALSE | 0 | FALSE | 0 | FALSE | 0 | FALSE | 0 | FALSE | 0 | FALSE | 0 | TRUE | 750 | FALSE | 0 | FALSE | 0 | FALSE | 0 | FALSE | 0 | FALSE | 0 | FALSE | 0 | FALSE | 0 | FALSE | 0 | FALSE | 0 | FALSE | 0 | FALSE | 0 | FALSE | 0 | FALSE | 0 | FALSE | 0 | FALSE | 0 | FALSE | 0 | FALSE | 0 | FALSE | 0 | FALSE | 0 | FALSE | 0
50 |  | 0 | 759 | FALSE | 0 | FALSE | 0 | FALSE | 0 | FALSE | 0 | FALSE | 0 | FALSE | 0 | FALSE | 0 | FALSE | 0 | FALSE | 0 | FALSE | 0 | FALSE | 0 | FALSE | 0 | FALSE | 0 | FALSE | 0 | FALSE | 0 | FALSE | 0 | FALSE | 0 | FALSE | 0 | FALSE | 0 | FALSE | 0 | FALSE | 0 | FALSE | 0 | FALSE | 0 | FALSE | 0 | FALSE | 0 | FALSE | 0 | FALSE | 0 | FALSE | 0 | FALSE | 0 | FALSE | 0 | TRUE | 750 | FALSE | 0 | FALSE | 0 | FALSE | 0 | FALSE | 0 | FALSE | 0 | FALSE | 0 | FALSE | 0 | FALSE | 0 | FALSE | 0 | FALSE | 0 | FALSE | 0 | FALSE | 0 | FALSE | 0 | FALSE | 0 | FALSE | 0 | FALSE | 0 | FALSE | 0 | FALSE | 0 | FALSE | 0 | FALSE | 0
50 |  | 0 | 758 | FALSE | 0 | FALSE | 0 | FALSE | 0 | FALSE | 0 | FALSE | 0 | FALSE | 0 | FALSE | 0 | FALSE | 0 | FALSE | 0 | FALSE | 0 | FALSE | 0 | FALSE | 0 | FALSE | 0 | FALSE | 0 | FALSE | 0 | FALSE | 0 | FALSE | 0 | FALSE | 0 | FALSE | 0 | FALSE | 0 | FALSE | 0 | FALSE | 0 | FALSE | 0 | FALSE | 0 | FALSE | 0 | FALSE | 0 | FALSE | 0 | FALSE | 0 | FALSE | 0 | FALSE | 0 | TRUE | 750 | FALSE | 0 | FALSE | 0 | FALSE | 0 | FALSE | 0 | FALSE | 0 | FALSE | 0 | FALSE | 0 | FALSE | 0 | FALSE | 0 | FALSE | 0 | FALSE | 0 | FALSE | 0 | FALSE | 0 | FALSE | 0 | FALSE | 0 | FALSE | 0 | FALSE | 0 | FALSE | 0 | FALSE | 0 | FALSE | 0
50 |  | 0 | 757 | FALSE | 0 | FALSE | 0 | FALSE | 0 | FALSE | 0 | FALSE | 0 | FALSE | 0 | FALSE | 0 | FALSE | 0 | FALSE | 0 | FALSE | 0 | FALSE | 0 | FALSE | 0 | FALSE | 0 | FALSE | 0 | FALSE | 0 | FALSE | 0 | FALSE | 0 | FALSE | 0 | FALSE | 0 | FALSE | 0 | FALSE | 0 | FALSE | 0 | FALSE | 0 | FALSE | 0 | FALSE | 0 | FALSE | 0 | FALSE | 0 | FALSE | 0 | FALSE | 0 | FALSE | 0 | TRUE | 750 | FALSE | 0 | FALSE | 0 | FALSE | 0 | FALSE | 0 | FALSE | 0 | FALSE | 0 | FALSE | 0 | FALSE | 0 | FALSE | 0 | FALSE | 0 | FALSE | 0 | FALSE | 0 | FALSE | 0 | FALSE | 0 | FALSE | 0 | FALSE | 0 | FALSE | 0 | FALSE | 0 | FALSE | 0 | FALSE | 0
50 |  | 0 | 756 | FALSE | 0 | FALSE | 0 | FALSE | 0 | FALSE | 0 | FALSE | 0 | FALSE | 0 | FALSE | 0 | FALSE | 0 | FALSE | 0 | FALSE | 0 | FALSE | 0 | FALSE | 0 | FALSE | 0 | FALSE | 0 | FALSE | 0 | FALSE | 0 | FALSE | 0 | FALSE | 0 | FALSE | 0 | FALSE | 0 | FALSE | 0 | FALSE | 0 | FALSE | 0 | FALSE | 0 | FALSE | 0 | FALSE | 0 | FALSE | 0 | FALSE | 0 | FALSE | 0 | FALSE | 0 | TRUE | 750 | FALSE | 0 | FALSE | 0 | FALSE | 0 | FALSE | 0 | FALSE | 0 | FALSE | 0 | FALSE | 0 | FALSE | 0 | FALSE | 0 | FALSE | 0 | FALSE | 0 | FALSE | 0 | FALSE | 0 | FALSE | 0 | FALSE | 0 | FALSE | 0 | FALSE | 0 | FALSE | 0 | FALSE | 0 | FALSE | 0
50 |  | 0 | 755 | FALSE | 0 | FALSE | 0 | FALSE | 0 | FALSE | 0 | FALSE | 0 | FALSE | 0 | FALSE | 0 | FALSE | 0 | FALSE | 0 | FALSE | 0 | FALSE | 0 | FALSE | 0 | FALSE | 0 | FALSE | 0 | FALSE | 0 | FALSE | 0 | FALSE | 0 | FALSE | 0 | FALSE | 0 | FALSE | 0 | FALSE | 0 | FALSE | 0 | FALSE | 0 | FALSE | 0 | FALSE | 0 | FALSE | 0 | FALSE | 0 | FALSE | 0 | FALSE | 0 | FALSE | 0 | TRUE | 750 | FALSE | 0 | FALSE | 0 | FALSE | 0 | FALSE | 0 | FALSE | 0 | FALSE | 0 | FALSE | 0 | FALSE | 0 | FALSE | 0 | FALSE | 0 | FALSE | 0 | FALSE | 0 | FALSE | 0 | FALSE | 0 | FALSE | 0 | FALSE | 0 | FALSE | 0 | FALSE | 0 | FALSE | 0 | FALSE | 0
50 |  | 0 | 754 | FALSE | 0 | FALSE | 0 | FALSE | 0 | FALSE | 0 | FALSE | 0 | FALSE | 0 | FALSE | 0 | FALSE | 0 | FALSE | 0 | FALSE | 0 | FALSE | 0 | FALSE | 0 | FALSE | 0 | FALSE | 0 | FALSE | 0 | FALSE | 0 | FALSE | 0 | FALSE | 0 | FALSE | 0 | FALSE | 0 | FALSE | 0 | FALSE | 0 | FALSE | 0 | FALSE | 0 | FALSE | 0 | FALSE | 0 | FALSE | 0 | FALSE | 0 | FALSE | 0 | FALSE | 0 | TRUE | 750 | FALSE | 0 | FALSE | 0 | FALSE | 0 | FALSE | 0 | FALSE | 0 | FALSE | 0 | FALSE | 0 | FALSE | 0 | FALSE | 0 | FALSE | 0 | FALSE | 0 | FALSE | 0 | FALSE | 0 | FALSE | 0 | FALSE | 0 | FALSE | 0 | FALSE | 0 | FALSE | 0 | FALSE | 0 | FALSE | 0
50 |  | 0 | 753 | FALSE | 0 | FALSE | 0 | FALSE | 0 | FALSE | 0 | FALSE | 0 | FALSE | 0 | FALSE | 0 | FALSE | 0 | FALSE | 0 | FALSE | 0 | FALSE | 0 | FALSE | 0 | FALSE | 0 | FALSE | 0 | FALSE | 0 | FALSE | 0 | FALSE | 0 | FALSE | 0 | FALSE | 0 | FALSE | 0 | FALSE | 0 | FALSE | 0 | FALSE | 0 | FALSE | 0 | FALSE | 0 | FALSE | 0 | FALSE | 0 | FALSE | 0 | FALSE | 0 | FALSE | 0 | TRUE | 750 | FALSE | 0 | FALSE | 0 | FALSE | 0 | FALSE | 0 | FALSE | 0 | FALSE | 0 | FALSE | 0 | FALSE | 0 | FALSE | 0 | FALSE | 0 | FALSE | 0 | FALSE | 0 | FALSE | 0 | FALSE | 0 | FALSE | 0 | FALSE | 0 | FALSE | 0 | FALSE | 0 | FALSE | 0 | FALSE | 0
50 |  | 0 | 752 | FALSE | 0 | FALSE | 0 | FALSE | 0 | FALSE | 0 | FALSE | 0 | FALSE | 0 | FALSE | 0 | FALSE | 0 | FALSE | 0 | FALSE | 0 | FALSE | 0 | FALSE | 0 | FALSE | 0 | FALSE | 0 | FALSE | 0 | FALSE | 0 | FALSE | 0 | FALSE | 0 | FALSE | 0 | FALSE | 0 | FALSE | 0 | FALSE | 0 | FALSE | 0 | FALSE | 0 | FALSE | 0 | FALSE | 0 | FALSE | 0 | FALSE | 0 | FALSE | 0 | FALSE | 0 | TRUE | 750 | FALSE | 0 | FALSE | 0 | FALSE | 0 | FALSE | 0 | FALSE | 0 | FALSE | 0 | FALSE | 0 | FALSE | 0 | FALSE | 0 | FALSE | 0 | FALSE | 0 | FALSE | 0 | FALSE | 0 | FALSE | 0 | FALSE | 0 | FALSE | 0 | FALSE | 0 | FALSE | 0 | FALSE | 0 | FALSE | 0
50 |  | 0 | 751 | FALSE | 0 | FALSE | 0 | FALSE | 0 | FALSE | 0 | FALSE | 0 | FALSE | 0 | FALSE | 0 | FALSE | 0 | FALSE | 0 | FALSE | 0 | FALSE | 0 | FALSE | 0 | FALSE | 0 | FALSE | 0 | FALSE | 0 | FALSE | 0 | FALSE | 0 | FALSE | 0 | FALSE | 0 | FALSE | 0 | FALSE | 0 | FALSE | 0 | FALSE | 0 | FALSE | 0 | FALSE | 0 | FALSE | 0 | FALSE | 0 | FALSE | 0 | FALSE | 0 | FALSE | 0 | TRUE | 750 | FALSE | 0 | FALSE | 0 | FALSE | 0 | FALSE | 0 | FALSE | 0 | FALSE | 0 | FALSE | 0 | FALSE | 0 | FALSE | 0 | FALSE | 0 | FALSE | 0 | FALSE | 0 | FALSE | 0 | FALSE | 0 | FALSE | 0 | FALSE | 0 | FALSE | 0 | FALSE | 0 | FALSE | 0 | FALSE | 0
50 |  | 0 | 750 | FALSE | 0 | FALSE | 0 | FALSE | 0 | FALSE | 0 | FALSE | 0 | FALSE | 0 | FALSE | 0 | FALSE | 0 | FALSE | 0 | FALSE | 0 | FALSE | 0 | FALSE | 0 | FALSE | 0 | FALSE | 0 | FALSE | 0 | FALSE | 0 | FALSE | 0 | FALSE | 0 | FALSE | 0 | FALSE | 0 | FALSE | 0 | FALSE | 0 | FALSE | 0 | FALSE | 0 | FALSE | 0 | FALSE | 0 | FALSE | 0 | FALSE | 0 | FALSE | 0 | FALSE | 0 | TRUE | 750 | FALSE | 0 | FALSE | 0 | FALSE | 0 | FALSE | 0 | FALSE | 0 | FALSE | 0 | FALSE | 0 | FALSE | 0 | FALSE | 0 | FALSE | 0 | FALSE | 0 | FALSE | 0 | FALSE | 0 | FALSE | 0 | FALSE | 0 | FALSE | 0 | FALSE | 0 | FALSE | 0 | FALSE | 0 | FALSE | 0
50 |  | 0 | 749 | FALSE | 0 | FALSE | 0 | FALSE | 0 | FALSE | 0 | FALSE | 0 | FALSE | 0 | FALSE | 0 | FALSE | 0 | FALSE | 0 | FALSE | 0 | FALSE | 0 | FALSE | 0 | FALSE | 0 | FALSE | 0 | FALSE | 0 | FALSE | 0 | FALSE | 0 | FALSE | 0 | FALSE | 0 | FALSE | 0 | FALSE | 0 | FALSE | 0 | FALSE | 0 | FALSE | 0 | FALSE | 0 | FALSE | 0 | FALSE | 0 | FALSE | 0 | FALSE | 0 | FALSE | 0 | TRUE | 750 | FALSE | 0 | FALSE | 0 | FALSE | 0 | FALSE | 0 | FALSE | 0 | FALSE | 0 | FALSE | 0 | FALSE | 0 | FALSE | 0 | FALSE | 0 | FALSE | 0 | FALSE | 0 | FALSE | 0 | FALSE | 0 | FALSE | 0 | FALSE | 0 | FALSE | 0 | FALSE | 0 | FALSE | 0 | FALSE | 0
50 |  | 0 | 748 | FALSE | 0 | FALSE | 0 | FALSE | 0 | FALSE | 0 | FALSE | 0 | FALSE | 0 | FALSE | 0 | FALSE | 0 | FALSE | 0 | FALSE | 0 | FALSE | 0 | FALSE | 0 | FALSE | 0 | FALSE | 0 | FALSE | 0 | FALSE | 0 | FALSE | 0 | FALSE | 0 | FALSE | 0 | FALSE | 0 | FALSE | 0 | FALSE | 0 | FALSE | 0 | FALSE | 0 | FALSE | 0 | FALSE | 0 | FALSE | 0 | FALSE | 0 | FALSE | 0 | FALSE | 0 | TRUE | 750 | FALSE | 0 | FALSE | 0 | FALSE | 0 | FALSE | 0 | FALSE | 0 | FALSE | 0 | FALSE | 0 | FALSE | 0 | FALSE | 0 | FALSE | 0 | FALSE | 0 | FALSE | 0 | FALSE | 0 | FALSE | 0 | FALSE | 0 | FALSE | 0 | FALSE | 0 | FALSE | 0 | FALSE | 0 | FALSE | 0
50 |  | 0 | 747 | FALSE | 0 | FALSE | 0 | FALSE | 0 | FALSE | 0 | FALSE | 0 | FALSE | 0 | FALSE | 0 | FALSE | 0 | FALSE | 0 | FALSE | 0 | FALSE | 0 | FALSE | 0 | FALSE | 0 | FALSE | 0 | FALSE | 0 | FALSE | 0 | FALSE | 0 | FALSE | 0 | FALSE | 0 | FALSE | 0 | FALSE | 0 | FALSE | 0 | FALSE | 0 | FALSE | 0 | FALSE | 0 | FALSE | 0 | FALSE | 0 | FALSE | 0 | FALSE | 0 | FALSE | 0 | TRUE | 750 | FALSE | 0 | FALSE | 0 | FALSE | 0 | FALSE | 0 | FALSE | 0 | FALSE | 0 | FALSE | 0 | FALSE | 0 | FALSE | 0 | FALSE | 0 | FALSE | 0 | FALSE | 0 | FALSE | 0 | FALSE | 0 | FALSE | 0 | FALSE | 0 | FALSE | 0 | FALSE | 0 | FALSE | 0 | FALSE | 0
50 |  | 0 | 746 | FALSE | 0 | FALSE | 0 | FALSE | 0 | FALSE | 0 | FALSE | 0 | FALSE | 0 | FALSE | 0 | FALSE | 0 | FALSE | 0 | FALSE | 0 | FALSE | 0 | FALSE | 0 | FALSE | 0 | FALSE | 0 | FALSE | 0 | FALSE | 0 | FALSE | 0 | FALSE | 0 | FALSE | 0 | FALSE | 0 | FALSE | 0 | FALSE | 0 | FALSE | 0 | FALSE | 0 | FALSE | 0 | FALSE | 0 | FALSE | 0 | FALSE | 0 | FALSE | 0 | FALSE | 0 | TRUE | 750 | FALSE | 0 | FALSE | 0 | FALSE | 0 | FALSE | 0 | FALSE | 0 | FALSE | 0 | FALSE | 0 | FALSE | 0 | FALSE | 0 | FALSE | 0 | FALSE | 0 | FALSE | 0 | FALSE | 0 | FALSE | 0 | FALSE | 0 | FALSE | 0 | FALSE | 0 | FALSE | 0 | FALSE | 0 | FALSE | 0
50 |  | 0 | 745 | FALSE | 0 | FALSE | 0 | FALSE | 0 | FALSE | 0 | FALSE | 0 | FALSE | 0 | FALSE | 0 | FALSE | 0 | FALSE | 0 | FALSE | 0 | FALSE | 0 | FALSE | 0 | FALSE | 0 | FALSE | 0 | FALSE | 0 | FALSE | 0 | FALSE | 0 | FALSE | 0 | FALSE | 0 | FALSE | 0 | FALSE | 0 | FALSE | 0 | FALSE | 0 | FALSE | 0 | FALSE | 0 | FALSE | 0 | FALSE | 0 | FALSE | 0 | FALSE | 0 | FALSE | 0 | TRUE | 750 | FALSE | 0 | FALSE | 0 | FALSE | 0 | FALSE | 0 | FALSE | 0 | FALSE | 0 | FALSE | 0 | FALSE | 0 | FALSE | 0 | FALSE | 0 | FALSE | 0 | FALSE | 0 | FALSE | 0 | FALSE | 0 | FALSE | 0 | FALSE | 0 | FALSE | 0 | FALSE | 0 | FALSE | 0 | FALSE | 0
50 |  | 0 | 744 | FALSE | 0 | FALSE | 0 | FALSE | 0 | FALSE | 0 | FALSE | 0 | FALSE | 0 | FALSE | 0 | FALSE | 0 | FALSE | 0 | FALSE | 0 | FALSE | 0 | FALSE | 0 | FALSE | 0 | FALSE | 0 | FALSE | 0 | FALSE | 0 | FALSE | 0 | FALSE | 0 | FALSE | 0 | FALSE | 0 | FALSE | 0 | FALSE | 0 | FALSE | 0 | FALSE | 0 | FALSE | 0 | FALSE | 0 | FALSE | 0 | FALSE | 0 | FALSE | 0 | FALSE | 0 | TRUE | 750 | FALSE | 0 | FALSE | 0 | FALSE | 0 | FALSE | 0 | FALSE | 0 | FALSE | 0 | FALSE | 0 | FALSE | 0 | FALSE | 0 | FALSE | 0 | FALSE | 0 | FALSE | 0 | FALSE | 0 | FALSE | 0 | FALSE | 0 | FALSE | 0 | FALSE | 0 | FALSE | 0 | FALSE | 0 | FALSE | 0
50 |  | 0 | 743 | FALSE | 0 | FALSE | 0 | FALSE | 0 | FALSE | 0 | FALSE | 0 | FALSE | 0 | FALSE | 0 | FALSE | 0 | FALSE | 0 | FALSE | 0 | FALSE | 0 | FALSE | 0 | FALSE | 0 | FALSE | 0 | FALSE | 0 | FALSE | 0 | FALSE | 0 | FALSE | 0 | FALSE | 0 | FALSE | 0 | FALSE | 0 | FALSE | 0 | FALSE | 0 | FALSE | 0 | FALSE | 0 | FALSE | 0 | FALSE | 0 | FALSE | 0 | FALSE | 0 | FALSE | 0 | TRUE | 750 | FALSE | 0 | FALSE | 0 | FALSE | 0 | FALSE | 0 | FALSE | 0 | FALSE | 0 | FALSE | 0 | FALSE | 0 | FALSE | 0 | FALSE | 0 | FALSE | 0 | FALSE | 0 | FALSE | 0 | FALSE | 0 | FALSE | 0 | FALSE | 0 | FALSE | 0 | FALSE | 0 | FALSE | 0 | FALSE | 0
50 |  | 0 | 742 | FALSE | 0 | FALSE | 0 | FALSE | 0 | FALSE | 0 | FALSE | 0 | FALSE | 0 | FALSE | 0 | FALSE | 0 | FALSE | 0 | FALSE | 0 | FALSE | 0 | FALSE | 0 | FALSE | 0 | FALSE | 0 | FALSE | 0 | FALSE | 0 | FALSE | 0 | FALSE | 0 | FALSE | 0 | FALSE | 0 | FALSE | 0 | FALSE | 0 | FALSE | 0 | FALSE | 0 | FALSE | 0 | FALSE | 0 | FALSE | 0 | FALSE | 0 | FALSE | 0 | FALSE | 0 | TRUE | 750 | FALSE | 0 | FALSE | 0 | FALSE | 0 | FALSE | 0 | FALSE | 0 | FALSE | 0 | FALSE | 0 | FALSE | 0 | FALSE | 0 | FALSE | 0 | FALSE | 0 | FALSE | 0 | FALSE | 0 | FALSE | 0 | FALSE | 0 | FALSE | 0 | FALSE | 0 | FALSE | 0 | FALSE | 0 | FALSE | 0
50 |  | 0 | 741 | FALSE | 0 | FALSE | 0 | FALSE | 0 | FALSE | 0 | FALSE | 0 | FALSE | 0 | FALSE | 0 | FALSE | 0 | FALSE | 0 | FALSE | 0 | FALSE | 0 | FALSE | 0 | FALSE | 0 | FALSE | 0 | FALSE | 0 | FALSE | 0 | FALSE | 0 | FALSE | 0 | FALSE | 0 | FALSE | 0 | FALSE | 0 | FALSE | 0 | FALSE | 0 | FALSE | 0 | FALSE | 0 | FALSE | 0 | FALSE | 0 | FALSE | 0 | FALSE | 0 | FALSE | 0 | TRUE | 750 | FALSE | 0 | FALSE | 0 | FALSE | 0 | FALSE | 0 | FALSE | 0 | FALSE | 0 | FALSE | 0 | FALSE | 0 | FALSE | 0 | FALSE | 0 | FALSE | 0 | FALSE | 0 | FALSE | 0 | FALSE | 0 | FALSE | 0 | FALSE | 0 | FALSE | 0 | FALSE | 0 | FALSE | 0 | FALSE | 0
50 |  | 0 | 740 | FALSE | 0 | FALSE | 0 | FALSE | 0 | FALSE | 0 | FALSE | 0 | FALSE | 0 | FALSE | 0 | FALSE | 0 | FALSE | 0 | FALSE | 0 | FALSE | 0 | FALSE | 0 | FALSE | 0 | FALSE | 0 | FALSE | 0 | FALSE | 0 | FALSE | 0 | FALSE | 0 | FALSE | 0 | FALSE | 0 | FALSE | 0 | FALSE | 0 | FALSE | 0 | FALSE | 0 | FALSE | 0 | FALSE | 0 | FALSE | 0 | FALSE | 0 | FALSE | 0 | FALSE | 0 | TRUE | 750 | FALSE | 0 | FALSE | 0 | FALSE | 0 | FALSE | 0 | FALSE | 0 | FALSE | 0 | FALSE | 0 | FALSE | 0 | FALSE | 0 | FALSE | 0 | FALSE | 0 | FALSE | 0 | FALSE | 0 | FALSE | 0 | FALSE | 0 | FALSE | 0 | FALSE | 0 | FALSE | 0 | FALSE | 0 | FALSE | 0
50 |  | 0 | 739 | FALSE | 0 | FALSE | 0 | FALSE | 0 | FALSE | 0 | FALSE | 0 | FALSE | 0 | FALSE | 0 | FALSE | 0 | FALSE | 0 | FALSE | 0 | FALSE | 0 | FALSE | 0 | FALSE | 0 | FALSE | 0 | FALSE | 0 | FALSE | 0 | FALSE | 0 | FALSE | 0 | FALSE | 0 | FALSE | 0 | FALSE | 0 | FALSE | 0 | FALSE | 0 | FALSE | 0 | FALSE | 0 | FALSE | 0 | FALSE | 0 | FALSE | 0 | FALSE | 0 | FALSE | 0 | TRUE | 750 | FALSE | 0 | FALSE | 0 | FALSE | 0 | FALSE | 0 | FALSE | 0 | FALSE | 0 | FALSE | 0 | FALSE | 0 | FALSE | 0 | FALSE | 0 | FALSE | 0 | FALSE | 0 | FALSE | 0 | FALSE | 0 | FALSE | 0 | FALSE | 0 | FALSE | 0 | FALSE | 0 | FALSE | 0 | FALSE | 0
50 |  | 0 | 738 | FALSE | 0 | FALSE | 0 | FALSE | 0 | FALSE | 0 | FALSE | 0 | FALSE | 0 | FALSE | 0 | FALSE | 0 | FALSE | 0 | FALSE | 0 | FALSE | 0 | FALSE | 0 | FALSE | 0 | FALSE | 0 | FALSE | 0 | FALSE | 0 | FALSE | 0 | FALSE | 0 | FALSE | 0 | FALSE | 0 | FALSE | 0 | FALSE | 0 | FALSE | 0 | FALSE | 0 | FALSE | 0 | FALSE | 0 | FALSE | 0 | FALSE | 0 | FALSE | 0 | FALSE | 0 | TRUE | 750 | FALSE | 0 | FALSE | 0 | FALSE | 0 | FALSE | 0 | FALSE | 0 | FALSE | 0 | FALSE | 0 | FALSE | 0 | FALSE | 0 | FALSE | 0 | FALSE | 0 | FALSE | 0 | FALSE | 0 | FALSE | 0 | FALSE | 0 | FALSE | 0 | FALSE | 0 | FALSE | 0 | FALSE | 0 | FALSE | 0
50 |  | 0 | 737 | FALSE | 0 | FALSE | 0 | FALSE | 0 | FALSE | 0 | FALSE | 0 | FALSE | 0 | FALSE | 0 | FALSE | 0 | FALSE | 0 | FALSE | 0 | FALSE | 0 | FALSE | 0 | FALSE | 0 | FALSE | 0 | FALSE | 0 | FALSE | 0 | FALSE | 0 | FALSE | 0 | FALSE | 0 | FALSE | 0 | FALSE | 0 | FALSE | 0 | FALSE | 0 | FALSE | 0 | FALSE | 0 | FALSE | 0 | FALSE | 0 | FALSE | 0 | FALSE | 0 | FALSE | 0 | TRUE | 750 | FALSE | 0 | FALSE | 0 | FALSE | 0 | FALSE | 0 | FALSE | 0 | FALSE | 0 | FALSE | 0 | FALSE | 0 | FALSE | 0 | FALSE | 0 | FALSE | 0 | FALSE | 0 | FALSE | 0 | FALSE | 0 | FALSE | 0 | FALSE | 0 | FALSE | 0 | FALSE | 0 | FALSE | 0 | FALSE | 0
50 |  | 0 | 736 | FALSE | 0 | FALSE | 0 | FALSE | 0 | FALSE | 0 | FALSE | 0 | FALSE | 0 | FALSE | 0 | FALSE | 0 | FALSE | 0 | FALSE | 0 | FALSE | 0 | FALSE | 0 | FALSE | 0 | FALSE | 0 | FALSE | 0 | FALSE | 0 | FALSE | 0 | FALSE | 0 | FALSE | 0 | FALSE | 0 | FALSE | 0 | FALSE | 0 | FALSE | 0 | FALSE | 0 | FALSE | 0 | FALSE | 0 | FALSE | 0 | FALSE | 0 | FALSE | 0 | FALSE | 0 | TRUE | 750 | FALSE | 0 | FALSE | 0 | FALSE | 0 | FALSE | 0 | FALSE | 0 | FALSE | 0 | FALSE | 0 | FALSE | 0 | FALSE | 0 | FALSE | 0 | FALSE | 0 | FALSE | 0 | FALSE | 0 | FALSE | 0 | FALSE | 0 | FALSE | 0 | FALSE | 0 | FALSE | 0 | FALSE | 0 | FALSE | 0
50 |  | 0 | 735 | FALSE | 0 | FALSE | 0 | FALSE | 0 | FALSE | 0 | FALSE | 0 | FALSE | 0 | FALSE | 0 | FALSE | 0 | FALSE | 0 | FALSE | 0 | FALSE | 0 | FALSE | 0 | FALSE | 0 | FALSE | 0 | FALSE | 0 | FALSE | 0 | FALSE | 0 | FALSE | 0 | FALSE | 0 | FALSE | 0 | FALSE | 0 | FALSE | 0 | FALSE | 0 | FALSE | 0 | FALSE | 0 | FALSE | 0 | FALSE | 0 | FALSE | 0 | FALSE | 0 | FALSE | 0 | TRUE | 750 | FALSE | 0 | FALSE | 0 | FALSE | 0 | FALSE | 0 | FALSE | 0 | FALSE | 0 | FALSE | 0 | FALSE | 0 | FALSE | 0 | FALSE | 0 | FALSE | 0 | FALSE | 0 | FALSE | 0 | FALSE | 0 | FALSE | 0 | FALSE | 0 | FALSE | 0 | FALSE | 0 | FALSE | 0 | FALSE | 0
50 |  | 0 | 734 | FALSE | 0 | FALSE | 0 | FALSE | 0 | FALSE | 0 | FALSE | 0 | FALSE | 0 | FALSE | 0 | FALSE | 0 | FALSE | 0 | FALSE | 0 | FALSE | 0 | FALSE | 0 | FALSE | 0 | FALSE | 0 | FALSE | 0 | FALSE | 0 | FALSE | 0 | FALSE | 0 | FALSE | 0 | FALSE | 0 | FALSE | 0 | FALSE | 0 | FALSE | 0 | FALSE | 0 | FALSE | 0 | FALSE | 0 | FALSE | 0 | FALSE | 0 | FALSE | 0 | FALSE | 0 | TRUE | 750 | FALSE | 0 | FALSE | 0 | FALSE | 0 | FALSE | 0 | FALSE | 0 | FALSE | 0 | FALSE | 0 | FALSE | 0 | FALSE | 0 | FALSE | 0 | FALSE | 0 | FALSE | 0 | FALSE | 0 | FALSE | 0 | FALSE | 0 | FALSE | 0 | FALSE | 0 | FALSE | 0 | FALSE | 0 | FALSE | 0
50 |  | 0 | 733 | FALSE | 0 | FALSE | 0 | FALSE | 0 | FALSE | 0 | FALSE | 0 | FALSE | 0 | FALSE | 0 | FALSE | 0 | FALSE | 0 | FALSE | 0 | FALSE | 0 | FALSE | 0 | FALSE | 0 | FALSE | 0 | FALSE | 0 | FALSE | 0 | FALSE | 0 | FALSE | 0 | FALSE | 0 | FALSE | 0 | FALSE | 0 | FALSE | 0 | FALSE | 0 | FALSE | 0 | FALSE | 0 | FALSE | 0 | FALSE | 0 | FALSE | 0 | FALSE | 0 | FALSE | 0 | TRUE | 750 | FALSE | 0 | FALSE | 0 | FALSE | 0 | FALSE | 0 | FALSE | 0 | FALSE | 0 | FALSE | 0 | FALSE | 0 | FALSE | 0 | FALSE | 0 | FALSE | 0 | FALSE | 0 | FALSE | 0 | FALSE | 0 | FALSE | 0 | FALSE | 0 | FALSE | 0 | FALSE | 0 | FALSE | 0 | FALSE | 0
50 |  | 0 | 732 | FALSE | 0 | FALSE | 0 | FALSE | 0 | FALSE | 0 | FALSE | 0 | FALSE | 0 | FALSE | 0 | FALSE | 0 | FALSE | 0 | FALSE | 0 | FALSE | 0 | FALSE | 0 | FALSE | 0 | FALSE | 0 | FALSE | 0 | FALSE | 0 | FALSE | 0 | FALSE | 0 | FALSE | 0 | FALSE | 0 | FALSE | 0 | FALSE | 0 | FALSE | 0 | FALSE | 0 | FALSE | 0 | FALSE | 0 | FALSE | 0 | FALSE | 0 | FALSE | 0 | FALSE | 0 | TRUE | 750 | FALSE | 0 | FALSE | 0 | FALSE | 0 | FALSE | 0 | FALSE | 0 | FALSE | 0 | FALSE | 0 | FALSE | 0 | FALSE | 0 | FALSE | 0 | FALSE | 0 | FALSE | 0 | FALSE | 0 | FALSE | 0 | FALSE | 0 | FALSE | 0 | FALSE | 0 | FALSE | 0 | FALSE | 0 | FALSE | 0
50 |  | 0 | 731 | FALSE | 0 | FALSE | 0 | FALSE | 0 | FALSE | 0 | FALSE | 0 | FALSE | 0 | FALSE | 0 | FALSE | 0 | FALSE | 0 | FALSE | 0 | FALSE | 0 | FALSE | 0 | FALSE | 0 | FALSE | 0 | FALSE | 0 | FALSE | 0 | FALSE | 0 | FALSE | 0 | FALSE | 0 | FALSE | 0 | FALSE | 0 | FALSE | 0 | FALSE | 0 | FALSE | 0 | FALSE | 0 | FALSE | 0 | FALSE | 0 | FALSE | 0 | FALSE | 0 | FALSE | 0 | TRUE | 750 | FALSE | 0 | FALSE | 0 | FALSE | 0 | FALSE | 0 | FALSE | 0 | FALSE | 0 | FALSE | 0 | FALSE | 0 | FALSE | 0 | FALSE | 0 | FALSE | 0 | FALSE | 0 | FALSE | 0 | FALSE | 0 | FALSE | 0 | FALSE | 0 | FALSE | 0 | FALSE | 0 | FALSE | 0 | FALSE | 0
50 |  | 0 | 730 | FALSE | 0 | FALSE | 0 | FALSE | 0 | FALSE | 0 | FALSE | 0 | FALSE | 0 | FALSE | 0 | FALSE | 0 | FALSE | 0 | FALSE | 0 | FALSE | 0 | FALSE | 0 | FALSE | 0 | FALSE | 0 | FALSE | 0 | FALSE | 0 | FALSE | 0 | FALSE | 0 | FALSE | 0 | FALSE | 0 | FALSE | 0 | FALSE | 0 | FALSE | 0 | FALSE | 0 | FALSE | 0 | FALSE | 0 | FALSE | 0 | FALSE | 0 | FALSE | 0 | FALSE | 0 | TRUE | 750 | FALSE | 0 | FALSE | 0 | FALSE | 0 | FALSE | 0 | FALSE | 0 | FALSE | 0 | FALSE | 0 | FALSE | 0 | FALSE | 0 | FALSE | 0 | FALSE | 0 | FALSE | 0 | FALSE | 0 | FALSE | 0 | FALSE | 0 | FALSE | 0 | FALSE | 0 | FALSE | 0 | FALSE | 0 | FALSE | 0
50 |  | 0 | 729 | FALSE | 0 | FALSE | 0 | FALSE | 0 | FALSE | 0 | FALSE | 0 | FALSE | 0 | FALSE | 0 | FALSE | 0 | FALSE | 0 | FALSE | 0 | FALSE | 0 | FALSE | 0 | FALSE | 0 | FALSE | 0 | FALSE | 0 | FALSE | 0 | FALSE | 0 | FALSE | 0 | FALSE | 0 | FALSE | 0 | FALSE | 0 | FALSE | 0 | FALSE | 0 | FALSE | 0 | FALSE | 0 | FALSE | 0 | FALSE | 0 | FALSE | 0 | FALSE | 0 | FALSE | 0 | TRUE | 750 | FALSE | 0 | FALSE | 0 | FALSE | 0 | FALSE | 0 | FALSE | 0 | FALSE | 0 | FALSE | 0 | FALSE | 0 | FALSE | 0 | FALSE | 0 | FALSE | 0 | FALSE | 0 | FALSE | 0 | FALSE | 0 | FALSE | 0 | FALSE | 0 | FALSE | 0 | FALSE | 0 | FALSE | 0 | FALSE | 0
50 |  | 0 | 728 | FALSE | 0 | FALSE | 0 | FALSE | 0 | FALSE | 0 | FALSE | 0 | FALSE | 0 | FALSE | 0 | FALSE | 0 | FALSE | 0 | FALSE | 0 | FALSE | 0 | FALSE | 0 | FALSE | 0 | FALSE | 0 | FALSE | 0 | FALSE | 0 | FALSE | 0 | FALSE | 0 | FALSE | 0 | FALSE | 0 | FALSE | 0 | FALSE | 0 | FALSE | 0 | FALSE | 0 | FALSE | 0 | FALSE | 0 | FALSE | 0 | FALSE | 0 | FALSE | 0 | FALSE | 0 | TRUE | 750 | FALSE | 0 | FALSE | 0 | FALSE | 0 | FALSE | 0 | FALSE | 0 | FALSE | 0 | FALSE | 0 | FALSE | 0 | FALSE | 0 | FALSE | 0 | FALSE | 0 | FALSE | 0 | FALSE | 0 | FALSE | 0 | FALSE | 0 | FALSE | 0 | FALSE | 0 | FALSE | 0 | FALSE | 0 | FALSE | 0
50 |  | 0 | 727 | FALSE | 0 | FALSE | 0 | FALSE | 0 | FALSE | 0 | FALSE | 0 | FALSE | 0 | FALSE | 0 | FALSE | 0 | FALSE | 0 | FALSE | 0 | FALSE | 0 | FALSE | 0 | FALSE | 0 | FALSE | 0 | FALSE | 0 | FALSE | 0 | FALSE | 0 | FALSE | 0 | FALSE | 0 | FALSE | 0 | FALSE | 0 | FALSE | 0 | FALSE | 0 | FALSE | 0 | FALSE | 0 | FALSE | 0 | FALSE | 0 | FALSE | 0 | FALSE | 0 | FALSE | 0 | TRUE | 750 | FALSE | 0 | FALSE | 0 | FALSE | 0 | FALSE | 0 | FALSE | 0 | FALSE | 0 | FALSE | 0 | FALSE | 0 | FALSE | 0 | FALSE | 0 | FALSE | 0 | FALSE | 0 | FALSE | 0 | FALSE | 0 | FALSE | 0 | FALSE | 0 | FALSE | 0 | FALSE | 0 | FALSE | 0 | FALSE | 0
50 |  | 0 | 726 | FALSE | 0 | FALSE | 0 | FALSE | 0 | FALSE | 0 | FALSE | 0 | FALSE | 0 | FALSE | 0 | FALSE | 0 | FALSE | 0 | FALSE | 0 | FALSE | 0 | FALSE | 0 | FALSE | 0 | FALSE | 0 | FALSE | 0 | FALSE | 0 | FALSE | 0 | FALSE | 0 | FALSE | 0 | FALSE | 0 | FALSE | 0 | FALSE | 0 | FALSE | 0 | FALSE | 0 | FALSE | 0 | FALSE | 0 | FALSE | 0 | FALSE | 0 | FALSE | 0 | FALSE | 0 | TRUE | 750 | FALSE | 0 | FALSE | 0 | FALSE | 0 | FALSE | 0 | FALSE | 0 | FALSE | 0 | FALSE | 0 | FALSE | 0 | FALSE | 0 | FALSE | 0 | FALSE | 0 | FALSE | 0 | FALSE | 0 | FALSE | 0 | FALSE | 0 | FALSE | 0 | FALSE | 0 | FALSE | 0 | FALSE | 0 | FALSE | 0
50 |  | 0 | 725 | FALSE | 0 | FALSE | 0 | FALSE | 0 | FALSE | 0 | FALSE | 0 | FALSE | 0 | FALSE | 0 | FALSE | 0 | FALSE | 0 | FALSE | 0 | FALSE | 0 | FALSE | 0 | FALSE | 0 | FALSE | 0 | FALSE | 0 | FALSE | 0 | FALSE | 0 | FALSE | 0 | FALSE | 0 | FALSE | 0 | FALSE | 0 | FALSE | 0 | FALSE | 0 | FALSE | 0 | FALSE | 0 | FALSE | 0 | FALSE | 0 | FALSE | 0 | FALSE | 0 | FALSE | 0 | TRUE | 750 | FALSE | 0 | FALSE | 0 | FALSE | 0 | FALSE | 0 | FALSE | 0 | FALSE | 0 | FALSE | 0 | FALSE | 0 | FALSE | 0 | FALSE | 0 | FALSE | 0 | FALSE | 0 | FALSE | 0 | FALSE | 0 | FALSE | 0 | FALSE | 0 | FALSE | 0 | FALSE | 0 | FALSE | 0 | FALSE | 0
50 |  | 0 | 724 | FALSE | 0 | FALSE | 0 | FALSE | 0 | FALSE | 0 | FALSE | 0 | FALSE | 0 | FALSE | 0 | FALSE | 0 | FALSE | 0 | FALSE | 0 | FALSE | 0 | FALSE | 0 | FALSE | 0 | FALSE | 0 | FALSE | 0 | FALSE | 0 | FALSE | 0 | FALSE | 0 | FALSE | 0 | FALSE | 0 | FALSE | 0 | FALSE | 0 | FALSE | 0 | FALSE | 0 | FALSE | 0 | FALSE | 0 | FALSE | 0 | FALSE | 0 | FALSE | 0 | FALSE | 0 | TRUE | 750 | FALSE | 0 | FALSE | 0 | FALSE | 0 | FALSE | 0 | FALSE | 0 | FALSE | 0 | FALSE | 0 | FALSE | 0 | FALSE | 0 | FALSE | 0 | FALSE | 0 | FALSE | 0 | FALSE | 0 | FALSE | 0 | FALSE | 0 | FALSE | 0 | FALSE | 0 | FALSE | 0 | FALSE | 0 | FALSE | 0
50 |  | 0 | 723 | FALSE | 0 | FALSE | 0 | FALSE | 0 | FALSE | 0 | FALSE | 0 | FALSE | 0 | FALSE | 0 | FALSE | 0 | FALSE | 0 | FALSE | 0 | FALSE | 0 | FALSE | 0 | FALSE | 0 | FALSE | 0 | FALSE | 0 | FALSE | 0 | FALSE | 0 | FALSE | 0 | FALSE | 0 | FALSE | 0 | FALSE | 0 | FALSE | 0 | FALSE | 0 | FALSE | 0 | FALSE | 0 | FALSE | 0 | FALSE | 0 | FALSE | 0 | FALSE | 0 | FALSE | 0 | TRUE | 750 | FALSE | 0 | FALSE | 0 | FALSE | 0 | FALSE | 0 | FALSE | 0 | FALSE | 0 | FALSE | 0 | FALSE | 0 | FALSE | 0 | FALSE | 0 | FALSE | 0 | FALSE | 0 | FALSE | 0 | FALSE | 0 | FALSE | 0 | FALSE | 0 | FALSE | 0 | FALSE | 0 | FALSE | 0 | FALSE | 0
50 |  | 0 | 722 | FALSE | 0 | FALSE | 0 | FALSE | 0 | FALSE | 0 | FALSE | 0 | FALSE | 0 | FALSE | 0 | FALSE | 0 | FALSE | 0 | FALSE | 0 | FALSE | 0 | FALSE | 0 | FALSE | 0 | FALSE | 0 | FALSE | 0 | FALSE | 0 | FALSE | 0 | FALSE | 0 | FALSE | 0 | FALSE | 0 | FALSE | 0 | FALSE | 0 | FALSE | 0 | FALSE | 0 | FALSE | 0 | FALSE | 0 | FALSE | 0 | FALSE | 0 | FALSE | 0 | FALSE | 0 | TRUE | 750 | FALSE | 0 | FALSE | 0 | FALSE | 0 | FALSE | 0 | FALSE | 0 | FALSE | 0 | FALSE | 0 | FALSE | 0 | FALSE | 0 | FALSE | 0 | FALSE | 0 | FALSE | 0 | FALSE | 0 | FALSE | 0 | FALSE | 0 | FALSE | 0 | FALSE | 0 | FALSE | 0 | FALSE | 0 | FALSE | 0
50 |  | 0 | 721 | FALSE | 0 | FALSE | 0 | FALSE | 0 | FALSE | 0 | FALSE | 0 | FALSE | 0 | FALSE | 0 | FALSE | 0 | FALSE | 0 | FALSE | 0 | FALSE | 0 | FALSE | 0 | FALSE | 0 | FALSE | 0 | FALSE | 0 | FALSE | 0 | FALSE | 0 | FALSE | 0 | FALSE | 0 | FALSE | 0 | FALSE | 0 | FALSE | 0 | FALSE | 0 | FALSE | 0 | FALSE | 0 | FALSE | 0 | FALSE | 0 | FALSE | 0 | FALSE | 0 | FALSE | 0 | TRUE | 750 | FALSE | 0 | FALSE | 0 | FALSE | 0 | FALSE | 0 | FALSE | 0 | FALSE | 0 | FALSE | 0 | FALSE | 0 | FALSE | 0 | FALSE | 0 | FALSE | 0 | FALSE | 0 | FALSE | 0 | FALSE | 0 | FALSE | 0 | FALSE | 0 | FALSE | 0 | FALSE | 0 | FALSE | 0 | FALSE | 0
50 |  | 0 | 720 | FALSE | 0 | FALSE | 0 | FALSE | 0 | FALSE | 0 | FALSE | 0 | FALSE | 0 | FALSE | 0 | FALSE | 0 | FALSE | 0 | FALSE | 0 | FALSE | 0 | FALSE | 0 | FALSE | 0 | FALSE | 0 | FALSE | 0 | FALSE | 0 | FALSE | 0 | FALSE | 0 | FALSE | 0 | FALSE | 0 | FALSE | 0 | FALSE | 0 | FALSE | 0 | FALSE | 0 | FALSE | 0 | FALSE | 0 | FALSE | 0 | FALSE | 0 | FALSE | 0 | FALSE | 0 | TRUE | 750 | FALSE | 0 | FALSE | 0 | FALSE | 0 | FALSE | 0 | FALSE | 0 | FALSE | 0 | FALSE | 0 | FALSE | 0 | FALSE | 0 | FALSE | 0 | FALSE | 0 | FALSE | 0 | FALSE | 0 | FALSE | 0 | FALSE | 0 | FALSE | 0 | FALSE | 0 | FALSE | 0 | FALSE | 0 | FALSE | 0
50 |  | 0 | 719 | FALSE | 0 | FALSE | 0 | FALSE | 0 | FALSE | 0 | FALSE | 0 | FALSE | 0 | FALSE | 0 | FALSE | 0 | FALSE | 0 | FALSE | 0 | FALSE | 0 | FALSE | 0 | FALSE | 0 | FALSE | 0 | FALSE | 0 | FALSE | 0 | FALSE | 0 | FALSE | 0 | FALSE | 0 | FALSE | 0 | FALSE | 0 | FALSE | 0 | FALSE | 0 | FALSE | 0 | FALSE | 0 | FALSE | 0 | FALSE | 0 | FALSE | 0 | FALSE | 0 | FALSE | 0 | TRUE | 750 | FALSE | 0 | FALSE | 0 | FALSE | 0 | FALSE | 0 | FALSE | 0 | FALSE | 0 | FALSE | 0 | FALSE | 0 | FALSE | 0 | FALSE | 0 | FALSE | 0 | FALSE | 0 | FALSE | 0 | FALSE | 0 | FALSE | 0 | FALSE | 0 | FALSE | 0 | FALSE | 0 | FALSE | 0 | FALSE | 0
50 |  | 0 | 718 | FALSE | 0 | FALSE | 0 | FALSE | 0 | FALSE | 0 | FALSE | 0 | FALSE | 0 | FALSE | 0 | FALSE | 0 | FALSE | 0 | FALSE | 0 | FALSE | 0 | FALSE | 0 | FALSE | 0 | FALSE | 0 | FALSE | 0 | FALSE | 0 | FALSE | 0 | FALSE | 0 | FALSE | 0 | FALSE | 0 | FALSE | 0 | FALSE | 0 | FALSE | 0 | FALSE | 0 | FALSE | 0 | FALSE | 0 | FALSE | 0 | FALSE | 0 | FALSE | 0 | FALSE | 0 | TRUE | 750 | FALSE | 0 | FALSE | 0 | FALSE | 0 | FALSE | 0 | FALSE | 0 | FALSE | 0 | FALSE | 0 | FALSE | 0 | FALSE | 0 | FALSE | 0 | FALSE | 0 | FALSE | 0 | FALSE | 0 | FALSE | 0 | FALSE | 0 | FALSE | 0 | FALSE | 0 | FALSE | 0 | FALSE | 0 | FALSE | 0
50 |  | 0 | 717 | FALSE | 0 | FALSE | 0 | FALSE | 0 | FALSE | 0 | FALSE | 0 | FALSE | 0 | FALSE | 0 | FALSE | 0 | FALSE | 0 | FALSE | 0 | FALSE | 0 | FALSE | 0 | FALSE | 0 | FALSE | 0 | FALSE | 0 | FALSE | 0 | FALSE | 0 | FALSE | 0 | FALSE | 0 | FALSE | 0 | FALSE | 0 | FALSE | 0 | FALSE | 0 | FALSE | 0 | FALSE | 0 | FALSE | 0 | FALSE | 0 | FALSE | 0 | FALSE | 0 | FALSE | 0 | TRUE | 750 | FALSE | 0 | FALSE | 0 | FALSE | 0 | FALSE | 0 | FALSE | 0 | FALSE | 0 | FALSE | 0 | FALSE | 0 | FALSE | 0 | FALSE | 0 | FALSE | 0 | FALSE | 0 | FALSE | 0 | FALSE | 0 | FALSE | 0 | FALSE | 0 | FALSE | 0 | FALSE | 0 | FALSE | 0 | FALSE | 0
50 |  | 0 | 716 | FALSE | 0 | FALSE | 0 | FALSE | 0 | FALSE | 0 | FALSE | 0 | FALSE | 0 | FALSE | 0 | FALSE | 0 | FALSE | 0 | FALSE | 0 | FALSE | 0 | FALSE | 0 | FALSE | 0 | FALSE | 0 | FALSE | 0 | FALSE | 0 | FALSE | 0 | FALSE | 0 | FALSE | 0 | FALSE | 0 | FALSE | 0 | FALSE | 0 | FALSE | 0 | FALSE | 0 | FALSE | 0 | FALSE | 0 | FALSE | 0 | FALSE | 0 | FALSE | 0 | FALSE | 0 | TRUE | 750 | FALSE | 0 | FALSE | 0 | FALSE | 0 | FALSE | 0 | FALSE | 0 | FALSE | 0 | FALSE | 0 | FALSE | 0 | FALSE | 0 | FALSE | 0 | FALSE | 0 | FALSE | 0 | FALSE | 0 | FALSE | 0 | FALSE | 0 | FALSE | 0 | FALSE | 0 | FALSE | 0 | FALSE | 0 | FALSE | 0
50 |  | 0 | 715 | FALSE | 0 | FALSE | 0 | FALSE | 0 | FALSE | 0 | FALSE | 0 | FALSE | 0 | FALSE | 0 | FALSE | 0 | FALSE | 0 | FALSE | 0 | FALSE | 0 | FALSE | 0 | FALSE | 0 | FALSE | 0 | FALSE | 0 | FALSE | 0 | FALSE | 0 | FALSE | 0 | FALSE | 0 | FALSE | 0 | FALSE | 0 | FALSE | 0 | FALSE | 0 | FALSE | 0 | FALSE | 0 | FALSE | 0 | FALSE | 0 | FALSE | 0 | FALSE | 0 | FALSE | 0 | TRUE | 750 | FALSE | 0 | FALSE | 0 | FALSE | 0 | FALSE | 0 | FALSE | 0 | FALSE | 0 | FALSE | 0 | FALSE | 0 | FALSE | 0 | FALSE | 0 | FALSE | 0 | FALSE | 0 | FALSE | 0 | FALSE | 0 | FALSE | 0 | FALSE | 0 | FALSE | 0 | FALSE | 0 | FALSE | 0 | FALSE | 0
50 |  | 0 | 714 | FALSE | 0 | FALSE | 0 | FALSE | 0 | FALSE | 0 | FALSE | 0 | FALSE | 0 | FALSE | 0 | FALSE | 0 | FALSE | 0 | FALSE | 0 | FALSE | 0 | FALSE | 0 | FALSE | 0 | FALSE | 0 | FALSE | 0 | FALSE | 0 | FALSE | 0 | FALSE | 0 | FALSE | 0 | FALSE | 0 | FALSE | 0 | FALSE | 0 | FALSE | 0 | FALSE | 0 | FALSE | 0 | FALSE | 0 | FALSE | 0 | FALSE | 0 | FALSE | 0 | FALSE | 0 | TRUE | 750 | FALSE | 0 | FALSE | 0 | FALSE | 0 | FALSE | 0 | FALSE | 0 | FALSE | 0 | FALSE | 0 | FALSE | 0 | FALSE | 0 | FALSE | 0 | FALSE | 0 | FALSE | 0 | FALSE | 0 | FALSE | 0 | FALSE | 0 | FALSE | 0 | FALSE | 0 | FALSE | 0 | FALSE | 0 | FALSE | 0
50 |  | 0 | 713 | FALSE | 0 | FALSE | 0 | FALSE | 0 | FALSE | 0 | FALSE | 0 | FALSE | 0 | FALSE | 0 | FALSE | 0 | FALSE | 0 | FALSE | 0 | FALSE | 0 | FALSE | 0 | FALSE | 0 | FALSE | 0 | FALSE | 0 | FALSE | 0 | FALSE | 0 | FALSE | 0 | FALSE | 0 | FALSE | 0 | FALSE | 0 | FALSE | 0 | FALSE | 0 | FALSE | 0 | FALSE | 0 | FALSE | 0 | FALSE | 0 | FALSE | 0 | FALSE | 0 | FALSE | 0 | TRUE | 750 | FALSE | 0 | FALSE | 0 | FALSE | 0 | FALSE | 0 | FALSE | 0 | FALSE | 0 | FALSE | 0 | FALSE | 0 | FALSE | 0 | FALSE | 0 | FALSE | 0 | FALSE | 0 | FALSE | 0 | FALSE | 0 | FALSE | 0 | FALSE | 0 | FALSE | 0 | FALSE | 0 | FALSE | 0 | FALSE | 0
50 |  | 0 | 712 | FALSE | 0 | FALSE | 0 | FALSE | 0 | FALSE | 0 | FALSE | 0 | FALSE | 0 | FALSE | 0 | FALSE | 0 | FALSE | 0 | FALSE | 0 | FALSE | 0 | FALSE | 0 | FALSE | 0 | FALSE | 0 | FALSE | 0 | FALSE | 0 | FALSE | 0 | FALSE | 0 | FALSE | 0 | FALSE | 0 | FALSE | 0 | FALSE | 0 | FALSE | 0 | FALSE | 0 | FALSE | 0 | FALSE | 0 | FALSE | 0 | FALSE | 0 | FALSE | 0 | FALSE | 0 | TRUE | 750 | FALSE | 0 | FALSE | 0 | FALSE | 0 | FALSE | 0 | FALSE | 0 | FALSE | 0 | FALSE | 0 | FALSE | 0 | FALSE | 0 | FALSE | 0 | FALSE | 0 | FALSE | 0 | FALSE | 0 | FALSE | 0 | FALSE | 0 | FALSE | 0 | FALSE | 0 | FALSE | 0 | FALSE | 0 | FALSE | 0
50 |  | 0 | 711 | FALSE | 0 | FALSE | 0 | FALSE | 0 | FALSE | 0 | FALSE | 0 | FALSE | 0 | FALSE | 0 | FALSE | 0 | FALSE | 0 | FALSE | 0 | FALSE | 0 | FALSE | 0 | FALSE | 0 | FALSE | 0 | FALSE | 0 | FALSE | 0 | FALSE | 0 | FALSE | 0 | FALSE | 0 | FALSE | 0 | FALSE | 0 | FALSE | 0 | FALSE | 0 | FALSE | 0 | FALSE | 0 | FALSE | 0 | FALSE | 0 | FALSE | 0 | FALSE | 0 | FALSE | 0 | TRUE | 750 | FALSE | 0 | FALSE | 0 | FALSE | 0 | FALSE | 0 | FALSE | 0 | FALSE | 0 | FALSE | 0 | FALSE | 0 | FALSE | 0 | FALSE | 0 | FALSE | 0 | FALSE | 0 | FALSE | 0 | FALSE | 0 | FALSE | 0 | FALSE | 0 | FALSE | 0 | FALSE | 0 | FALSE | 0 | FALSE | 0
50 |  | 0 | 710 | FALSE | 0 | FALSE | 0 | FALSE | 0 | FALSE | 0 | FALSE | 0 | FALSE | 0 | FALSE | 0 | FALSE | 0 | FALSE | 0 | FALSE | 0 | FALSE | 0 | FALSE | 0 | FALSE | 0 | FALSE | 0 | FALSE | 0 | FALSE | 0 | FALSE | 0 | FALSE | 0 | FALSE | 0 | FALSE | 0 | FALSE | 0 | FALSE | 0 | FALSE | 0 | FALSE | 0 | FALSE | 0 | FALSE | 0 | FALSE | 0 | FALSE | 0 | FALSE | 0 | FALSE | 0 | TRUE | 750 | FALSE | 0 | FALSE | 0 | FALSE | 0 | FALSE | 0 | FALSE | 0 | FALSE | 0 | FALSE | 0 | FALSE | 0 | FALSE | 0 | FALSE | 0 | FALSE | 0 | FALSE | 0 | FALSE | 0 | FALSE | 0 | FALSE | 0 | FALSE | 0 | FALSE | 0 | FALSE | 0 | FALSE | 0 | FALSE | 0
50 |  | 0 | 709 | FALSE | 0 | FALSE | 0 | FALSE | 0 | FALSE | 0 | FALSE | 0 | FALSE | 0 | FALSE | 0 | FALSE | 0 | FALSE | 0 | FALSE | 0 | FALSE | 0 | FALSE | 0 | FALSE | 0 | FALSE | 0 | FALSE | 0 | FALSE | 0 | FALSE | 0 | FALSE | 0 | FALSE | 0 | FALSE | 0 | FALSE | 0 | FALSE | 0 | FALSE | 0 | FALSE | 0 | FALSE | 0 | FALSE | 0 | FALSE | 0 | FALSE | 0 | FALSE | 0 | FALSE | 0 | TRUE | 750 | FALSE | 0 | FALSE | 0 | FALSE | 0 | FALSE | 0 | FALSE | 0 | FALSE | 0 | FALSE | 0 | FALSE | 0 | FALSE | 0 | FALSE | 0 | FALSE | 0 | FALSE | 0 | FALSE | 0 | FALSE | 0 | FALSE | 0 | FALSE | 0 | FALSE | 0 | FALSE | 0 | FALSE | 0 | FALSE | 0
50 |  | 0 | 708 | FALSE | 0 | FALSE | 0 | FALSE | 0 | FALSE | 0 | FALSE | 0 | FALSE | 0 | FALSE | 0 | FALSE | 0 | FALSE | 0 | FALSE | 0 | FALSE | 0 | FALSE | 0 | FALSE | 0 | FALSE | 0 | FALSE | 0 | FALSE | 0 | FALSE | 0 | FALSE | 0 | FALSE | 0 | FALSE | 0 | FALSE | 0 | FALSE | 0 | FALSE | 0 | FALSE | 0 | FALSE | 0 | FALSE | 0 | FALSE | 0 | FALSE | 0 | FALSE | 0 | FALSE | 0 | TRUE | 750 | FALSE | 0 | FALSE | 0 | FALSE | 0 | FALSE | 0 | FALSE | 0 | FALSE | 0 | FALSE | 0 | FALSE | 0 | FALSE | 0 | FALSE | 0 | FALSE | 0 | FALSE | 0 | FALSE | 0 | FALSE | 0 | FALSE | 0 | FALSE | 0 | FALSE | 0 | FALSE | 0 | FALSE | 0 | FALSE | 0
50 |  | 0 | 707 | FALSE | 0 | FALSE | 0 | FALSE | 0 | FALSE | 0 | FALSE | 0 | FALSE | 0 | FALSE | 0 | FALSE | 0 | FALSE | 0 | FALSE | 0 | FALSE | 0 | FALSE | 0 | FALSE | 0 | FALSE | 0 | FALSE | 0 | FALSE | 0 | FALSE | 0 | FALSE | 0 | FALSE | 0 | FALSE | 0 | FALSE | 0 | FALSE | 0 | FALSE | 0 | FALSE | 0 | FALSE | 0 | FALSE | 0 | FALSE | 0 | FALSE | 0 | FALSE | 0 | FALSE | 0 | TRUE | 750 | FALSE | 0 | FALSE | 0 | FALSE | 0 | FALSE | 0 | FALSE | 0 | FALSE | 0 | FALSE | 0 | FALSE | 0 | FALSE | 0 | FALSE | 0 | FALSE | 0 | FALSE | 0 | FALSE | 0 | FALSE | 0 | FALSE | 0 | FALSE | 0 | FALSE | 0 | FALSE | 0 | FALSE | 0 | FALSE | 0
50 |  | 0 | 706 | FALSE | 0 | FALSE | 0 | FALSE | 0 | FALSE | 0 | FALSE | 0 | FALSE | 0 | FALSE | 0 | FALSE | 0 | FALSE | 0 | FALSE | 0 | FALSE | 0 | FALSE | 0 | FALSE | 0 | FALSE | 0 | FALSE | 0 | FALSE | 0 | FALSE | 0 | FALSE | 0 | FALSE | 0 | FALSE | 0 | FALSE | 0 | FALSE | 0 | FALSE | 0 | FALSE | 0 | FALSE | 0 | FALSE | 0 | FALSE | 0 | FALSE | 0 | FALSE | 0 | FALSE | 0 | TRUE | 750 | FALSE | 0 | FALSE | 0 | FALSE | 0 | FALSE | 0 | FALSE | 0 | FALSE | 0 | FALSE | 0 | FALSE | 0 | FALSE | 0 | FALSE | 0 | FALSE | 0 | FALSE | 0 | FALSE | 0 | FALSE | 0 | FALSE | 0 | FALSE | 0 | FALSE | 0 | FALSE | 0 | FALSE | 0 | FALSE | 0
50 |  | 0 | 705 | FALSE | 0 | FALSE | 0 | FALSE | 0 | FALSE | 0 | FALSE | 0 | FALSE | 0 | FALSE | 0 | FALSE | 0 | FALSE | 0 | FALSE | 0 | FALSE | 0 | FALSE | 0 | FALSE | 0 | FALSE | 0 | FALSE | 0 | FALSE | 0 | FALSE | 0 | FALSE | 0 | FALSE | 0 | FALSE | 0 | FALSE | 0 | FALSE | 0 | FALSE | 0 | FALSE | 0 | FALSE | 0 | FALSE | 0 | FALSE | 0 | FALSE | 0 | FALSE | 0 | FALSE | 0 | TRUE | 750 | FALSE | 0 | FALSE | 0 | FALSE | 0 | FALSE | 0 | FALSE | 0 | FALSE | 0 | FALSE | 0 | FALSE | 0 | FALSE | 0 | FALSE | 0 | FALSE | 0 | FALSE | 0 | FALSE | 0 | FALSE | 0 | FALSE | 0 | FALSE | 0 | FALSE | 0 | FALSE | 0 | FALSE | 0 | FALSE | 0
50 |  | 0 | 704 | FALSE | 0 | FALSE | 0 | FALSE | 0 | FALSE | 0 | FALSE | 0 | FALSE | 0 | FALSE | 0 | FALSE | 0 | FALSE | 0 | FALSE | 0 | FALSE | 0 | FALSE | 0 | FALSE | 0 | FALSE | 0 | FALSE | 0 | FALSE | 0 | FALSE | 0 | FALSE | 0 | FALSE | 0 | FALSE | 0 | FALSE | 0 | FALSE | 0 | FALSE | 0 | FALSE | 0 | FALSE | 0 | FALSE | 0 | FALSE | 0 | FALSE | 0 | FALSE | 0 | FALSE | 0 | TRUE | 750 | FALSE | 0 | FALSE | 0 | FALSE | 0 | FALSE | 0 | FALSE | 0 | FALSE | 0 | FALSE | 0 | FALSE | 0 | FALSE | 0 | FALSE | 0 | FALSE | 0 | FALSE | 0 | FALSE | 0 | FALSE | 0 | FALSE | 0 | FALSE | 0 | FALSE | 0 | FALSE | 0 | FALSE | 0 | FALSE | 0
50 |  | 0 | 703 | FALSE | 0 | FALSE | 0 | FALSE | 0 | FALSE | 0 | FALSE | 0 | FALSE | 0 | FALSE | 0 | FALSE | 0 | FALSE | 0 | FALSE | 0 | FALSE | 0 | FALSE | 0 | FALSE | 0 | FALSE | 0 | FALSE | 0 | FALSE | 0 | FALSE | 0 | FALSE | 0 | FALSE | 0 | FALSE | 0 | FALSE | 0 | FALSE | 0 | FALSE | 0 | FALSE | 0 | FALSE | 0 | FALSE | 0 | FALSE | 0 | FALSE | 0 | FALSE | 0 | FALSE | 0 | TRUE | 750 | FALSE | 0 | FALSE | 0 | FALSE | 0 | FALSE | 0 | FALSE | 0 | FALSE | 0 | FALSE | 0 | FALSE | 0 | FALSE | 0 | FALSE | 0 | FALSE | 0 | FALSE | 0 | FALSE | 0 | FALSE | 0 | FALSE | 0 | FALSE | 0 | FALSE | 0 | FALSE | 0 | FALSE | 0 | FALSE | 0
50 |  | 0 | 702 | FALSE | 0 | FALSE | 0 | FALSE | 0 | FALSE | 0 | FALSE | 0 | FALSE | 0 | FALSE | 0 | FALSE | 0 | FALSE | 0 | FALSE | 0 | FALSE | 0 | FALSE | 0 | FALSE | 0 | FALSE | 0 | FALSE | 0 | FALSE | 0 | FALSE | 0 | FALSE | 0 | FALSE | 0 | FALSE | 0 | FALSE | 0 | FALSE | 0 | FALSE | 0 | FALSE | 0 | FALSE | 0 | FALSE | 0 | FALSE | 0 | FALSE | 0 | FALSE | 0 | FALSE | 0 | TRUE | 750 | FALSE | 0 | FALSE | 0 | FALSE | 0 | FALSE | 0 | FALSE | 0 | FALSE | 0 | FALSE | 0 | FALSE | 0 | FALSE | 0 | FALSE | 0 | FALSE | 0 | FALSE | 0 | FALSE | 0 | FALSE | 0 | FALSE | 0 | FALSE | 0 | FALSE | 0 | FALSE | 0 | FALSE | 0 | FALSE | 0
50 |  | 0 | 701 | FALSE | 0 | FALSE | 0 | FALSE | 0 | FALSE | 0 | FALSE | 0 | FALSE | 0 | FALSE | 0 | FALSE | 0 | FALSE | 0 | FALSE | 0 | FALSE | 0 | FALSE | 0 | FALSE | 0 | FALSE | 0 | FALSE | 0 | FALSE | 0 | FALSE | 0 | FALSE | 0 | FALSE | 0 | FALSE | 0 | FALSE | 0 | FALSE | 0 | FALSE | 0 | FALSE | 0 | FALSE | 0 | FALSE | 0 | FALSE | 0 | FALSE | 0 | FALSE | 0 | FALSE | 0 | TRUE | 750 | FALSE | 0 | FALSE | 0 | FALSE | 0 | FALSE | 0 | FALSE | 0 | FALSE | 0 | FALSE | 0 | FALSE | 0 | FALSE | 0 | FALSE | 0 | FALSE | 0 | FALSE | 0 | FALSE | 0 | FALSE | 0 | FALSE | 0 | FALSE | 0 | FALSE | 0 | FALSE | 0 | FALSE | 0 | FALSE | 0
50 |  | 0 | 700 | FALSE | 0 | FALSE | 0 | FALSE | 0 | FALSE | 0 | FALSE | 0 | FALSE | 0 | FALSE | 0 | FALSE | 0 | FALSE | 0 | FALSE | 0 | FALSE | 0 | FALSE | 0 | FALSE | 0 | FALSE | 0 | FALSE | 0 | FALSE | 0 | FALSE | 0 | FALSE | 0 | FALSE | 0 | FALSE | 0 | FALSE | 0 | FALSE | 0 | FALSE | 0 | FALSE | 0 | FALSE | 0 | FALSE | 0 | FALSE | 0 | FALSE | 0 | FALSE | 0 | FALSE | 0 | TRUE | 750 | FALSE | 0 | FALSE | 0 | FALSE | 0 | FALSE | 0 | FALSE | 0 | FALSE | 0 | FALSE | 0 | FALSE | 0 | FALSE | 0 | FALSE | 0 | FALSE | 0 | FALSE | 0 | FALSE | 0 | FALSE | 0 | FALSE | 0 | FALSE | 0 | FALSE | 0 | FALSE | 0 | FALSE | 0 | FALSE | 0
50 |  | 0 | 699 | FALSE | 0 | FALSE | 0 | FALSE | 0 | FALSE | 0 | FALSE | 0 | FALSE | 0 | FALSE | 0 | FALSE | 0 | FALSE | 0 | FALSE | 0 | FALSE | 0 | FALSE | 0 | FALSE | 0 | FALSE | 0 | FALSE | 0 | FALSE | 0 | FALSE | 0 | FALSE | 0 | FALSE | 0 | FALSE | 0 | FALSE | 0 | FALSE | 0 | FALSE | 0 | FALSE | 0 | FALSE | 0 | FALSE | 0 | FALSE | 0 | FALSE | 0 | FALSE | 0 | FALSE | 0 | TRUE | 750 | FALSE | 0 | FALSE | 0 | FALSE | 0 | FALSE | 0 | FALSE | 0 | FALSE | 0 | FALSE | 0 | FALSE | 0 | FALSE | 0 | FALSE | 0 | FALSE | 0 | FALSE | 0 | FALSE | 0 | FALSE | 0 | FALSE | 0 | FALSE | 0 | FALSE | 0 | FALSE | 0 | FALSE | 0 | FALSE | 0
50 |  | 0 | 698 | FALSE | 0 | FALSE | 0 | FALSE | 0 | FALSE | 0 | FALSE | 0 | FALSE | 0 | FALSE | 0 | FALSE | 0 | FALSE | 0 | FALSE | 0 | FALSE | 0 | FALSE | 0 | FALSE | 0 | FALSE | 0 | FALSE | 0 | FALSE | 0 | FALSE | 0 | FALSE | 0 | FALSE | 0 | FALSE | 0 | FALSE | 0 | FALSE | 0 | FALSE | 0 | FALSE | 0 | FALSE | 0 | FALSE | 0 | FALSE | 0 | FALSE | 0 | FALSE | 0 | FALSE | 0 | TRUE | 750 | FALSE | 0 | FALSE | 0 | FALSE | 0 | FALSE | 0 | FALSE | 0 | FALSE | 0 | FALSE | 0 | FALSE | 0 | FALSE | 0 | FALSE | 0 | FALSE | 0 | FALSE | 0 | FALSE | 0 | FALSE | 0 | FALSE | 0 | FALSE | 0 | FALSE | 0 | FALSE | 0 | FALSE | 0 | FALSE | 0
50 |  | 0 | 697 | FALSE | 0 | FALSE | 0 | FALSE | 0 | FALSE | 0 | FALSE | 0 | FALSE | 0 | FALSE | 0 | FALSE | 0 | FALSE | 0 | FALSE | 0 | FALSE | 0 | FALSE | 0 | FALSE | 0 | FALSE | 0 | FALSE | 0 | FALSE | 0 | FALSE | 0 | FALSE | 0 | FALSE | 0 | FALSE | 0 | FALSE | 0 | FALSE | 0 | FALSE | 0 | FALSE | 0 | FALSE | 0 | FALSE | 0 | FALSE | 0 | FALSE | 0 | FALSE | 0 | FALSE | 0 | TRUE | 750 | FALSE | 0 | FALSE | 0 | FALSE | 0 | FALSE | 0 | FALSE | 0 | FALSE | 0 | FALSE | 0 | FALSE | 0 | FALSE | 0 | FALSE | 0 | FALSE | 0 | FALSE | 0 | FALSE | 0 | FALSE | 0 | FALSE | 0 | FALSE | 0 | FALSE | 0 | FALSE | 0 | FALSE | 0 | FALSE | 0
50 |  | 0 | 696 | FALSE | 0 | FALSE | 0 | FALSE | 0 | FALSE | 0 | FALSE | 0 | FALSE | 0 | FALSE | 0 | FALSE | 0 | FALSE | 0 | FALSE | 0 | FALSE | 0 | FALSE | 0 | FALSE | 0 | FALSE | 0 | FALSE | 0 | FALSE | 0 | FALSE | 0 | FALSE | 0 | FALSE | 0 | FALSE | 0 | FALSE | 0 | FALSE | 0 | FALSE | 0 | FALSE | 0 | FALSE | 0 | FALSE | 0 | FALSE | 0 | FALSE | 0 | FALSE | 0 | FALSE | 0 | TRUE | 750 | FALSE | 0 | FALSE | 0 | FALSE | 0 | FALSE | 0 | FALSE | 0 | FALSE | 0 | FALSE | 0 | FALSE | 0 | FALSE | 0 | FALSE | 0 | FALSE | 0 | FALSE | 0 | FALSE | 0 | FALSE | 0 | FALSE | 0 | FALSE | 0 | FALSE | 0 | FALSE | 0 | FALSE | 0 | FALSE | 0
50 |  | 0 | 695 | FALSE | 0 | FALSE | 0 | FALSE | 0 | FALSE | 0 | FALSE | 0 | FALSE | 0 | FALSE | 0 | FALSE | 0 | FALSE | 0 | FALSE | 0 | FALSE | 0 | FALSE | 0 | FALSE | 0 | FALSE | 0 | FALSE | 0 | FALSE | 0 | FALSE | 0 | FALSE | 0 | FALSE | 0 | FALSE | 0 | FALSE | 0 | FALSE | 0 | FALSE | 0 | FALSE | 0 | FALSE | 0 | FALSE | 0 | FALSE | 0 | FALSE | 0 | FALSE | 0 | FALSE | 0 | TRUE | 750 | FALSE | 0 | FALSE | 0 | FALSE | 0 | FALSE | 0 | FALSE | 0 | FALSE | 0 | FALSE | 0 | FALSE | 0 | FALSE | 0 | FALSE | 0 | FALSE | 0 | FALSE | 0 | FALSE | 0 | FALSE | 0 | FALSE | 0 | FALSE | 0 | FALSE | 0 | FALSE | 0 | FALSE | 0 | FALSE | 0
50 |  | 0 | 694 | FALSE | 0 | FALSE | 0 | FALSE | 0 | FALSE | 0 | FALSE | 0 | FALSE | 0 | FALSE | 0 | FALSE | 0 | FALSE | 0 | FALSE | 0 | FALSE | 0 | FALSE | 0 | FALSE | 0 | FALSE | 0 | FALSE | 0 | FALSE | 0 | FALSE | 0 | FALSE | 0 | FALSE | 0 | FALSE | 0 | FALSE | 0 | FALSE | 0 | FALSE | 0 | FALSE | 0 | FALSE | 0 | FALSE | 0 | FALSE | 0 | FALSE | 0 | FALSE | 0 | FALSE | 0 | TRUE | 750 | FALSE | 0 | FALSE | 0 | FALSE | 0 | FALSE | 0 | FALSE | 0 | FALSE | 0 | FALSE | 0 | FALSE | 0 | FALSE | 0 | FALSE | 0 | FALSE | 0 | FALSE | 0 | FALSE | 0 | FALSE | 0 | FALSE | 0 | FALSE | 0 | FALSE | 0 | FALSE | 0 | FALSE | 0 | FALSE | 0
50 |  | 0 | 693 | FALSE | 0 | FALSE | 0 | FALSE | 0 | FALSE | 0 | FALSE | 0 | FALSE | 0 | FALSE | 0 | FALSE | 0 | FALSE | 0 | FALSE | 0 | FALSE | 0 | FALSE | 0 | FALSE | 0 | FALSE | 0 | FALSE | 0 | FALSE | 0 | FALSE | 0 | FALSE | 0 | FALSE | 0 | FALSE | 0 | FALSE | 0 | FALSE | 0 | FALSE | 0 | FALSE | 0 | FALSE | 0 | FALSE | 0 | FALSE | 0 | FALSE | 0 | FALSE | 0 | FALSE | 0 | TRUE | 750 | FALSE | 0 | FALSE | 0 | FALSE | 0 | FALSE | 0 | FALSE | 0 | FALSE | 0 | FALSE | 0 | FALSE | 0 | FALSE | 0 | FALSE | 0 | FALSE | 0 | FALSE | 0 | FALSE | 0 | FALSE | 0 | FALSE | 0 | FALSE | 0 | FALSE | 0 | FALSE | 0 | FALSE | 0 | FALSE | 0
50 |  | 0 | 692 | FALSE | 0 | FALSE | 0 | FALSE | 0 | FALSE | 0 | FALSE | 0 | FALSE | 0 | FALSE | 0 | FALSE | 0 | FALSE | 0 | FALSE | 0 | FALSE | 0 | FALSE | 0 | FALSE | 0 | FALSE | 0 | FALSE | 0 | FALSE | 0 | FALSE | 0 | FALSE | 0 | FALSE | 0 | FALSE | 0 | FALSE | 0 | FALSE | 0 | FALSE | 0 | FALSE | 0 | FALSE | 0 | FALSE | 0 | FALSE | 0 | FALSE | 0 | FALSE | 0 | FALSE | 0 | TRUE | 750 | FALSE | 0 | FALSE | 0 | FALSE | 0 | FALSE | 0 | FALSE | 0 | FALSE | 0 | FALSE | 0 | FALSE | 0 | FALSE | 0 | FALSE | 0 | FALSE | 0 | FALSE | 0 | FALSE | 0 | FALSE | 0 | FALSE | 0 | FALSE | 0 | FALSE | 0 | FALSE | 0 | FALSE | 0 | FALSE | 0
50 |  | 0 | 691 | FALSE | 0 | FALSE | 0 | FALSE | 0 | FALSE | 0 | FALSE | 0 | FALSE | 0 | FALSE | 0 | FALSE | 0 | FALSE | 0 | FALSE | 0 | FALSE | 0 | FALSE | 0 | FALSE | 0 | FALSE | 0 | FALSE | 0 | FALSE | 0 | FALSE | 0 | FALSE | 0 | FALSE | 0 | FALSE | 0 | FALSE | 0 | FALSE | 0 | FALSE | 0 | FALSE | 0 | FALSE | 0 | FALSE | 0 | FALSE | 0 | FALSE | 0 | FALSE | 0 | FALSE | 0 | TRUE | 750 | FALSE | 0 | FALSE | 0 | FALSE | 0 | FALSE | 0 | FALSE | 0 | FALSE | 0 | FALSE | 0 | FALSE | 0 | FALSE | 0 | FALSE | 0 | FALSE | 0 | FALSE | 0 | FALSE | 0 | FALSE | 0 | FALSE | 0 | FALSE | 0 | FALSE | 0 | FALSE | 0 | FALSE | 0 | FALSE | 0
50 |  | 0 | 690 | FALSE | 0 | FALSE | 0 | FALSE | 0 | FALSE | 0 | FALSE | 0 | FALSE | 0 | FALSE | 0 | FALSE | 0 | FALSE | 0 | FALSE | 0 | FALSE | 0 | FALSE | 0 | FALSE | 0 | FALSE | 0 | FALSE | 0 | FALSE | 0 | FALSE | 0 | FALSE | 0 | FALSE | 0 | FALSE | 0 | FALSE | 0 | FALSE | 0 | FALSE | 0 | FALSE | 0 | FALSE | 0 | FALSE | 0 | FALSE | 0 | FALSE | 0 | FALSE | 0 | FALSE | 0 | TRUE | 750 | FALSE | 0 | FALSE | 0 | FALSE | 0 | FALSE | 0 | FALSE | 0 | FALSE | 0 | FALSE | 0 | FALSE | 0 | FALSE | 0 | FALSE | 0 | FALSE | 0 | FALSE | 0 | FALSE | 0 | FALSE | 0 | FALSE | 0 | FALSE | 0 | FALSE | 0 | FALSE | 0 | FALSE | 0 | FALSE | 0
50 |  | 0 | 689 | FALSE | 0 | FALSE | 0 | FALSE | 0 | FALSE | 0 | FALSE | 0 | FALSE | 0 | FALSE | 0 | FALSE | 0 | FALSE | 0 | FALSE | 0 | FALSE | 0 | FALSE | 0 | FALSE | 0 | FALSE | 0 | FALSE | 0 | FALSE | 0 | FALSE | 0 | FALSE | 0 | FALSE | 0 | FALSE | 0 | FALSE | 0 | FALSE | 0 | FALSE | 0 | FALSE | 0 | FALSE | 0 | FALSE | 0 | FALSE | 0 | FALSE | 0 | FALSE | 0 | FALSE | 0 | TRUE | 750 | FALSE | 0 | FALSE | 0 | FALSE | 0 | FALSE | 0 | FALSE | 0 | FALSE | 0 | FALSE | 0 | FALSE | 0 | FALSE | 0 | FALSE | 0 | FALSE | 0 | FALSE | 0 | FALSE | 0 | FALSE | 0 | FALSE | 0 | FALSE | 0 | FALSE | 0 | FALSE | 0 | FALSE | 0 | FALSE | 0
50 |  | 0 | 688 | FALSE | 0 | FALSE | 0 | FALSE | 0 | FALSE | 0 | FALSE | 0 | FALSE | 0 | FALSE | 0 | FALSE | 0 | FALSE | 0 | FALSE | 0 | FALSE | 0 | FALSE | 0 | FALSE | 0 | FALSE | 0 | FALSE | 0 | FALSE | 0 | FALSE | 0 | FALSE | 0 | FALSE | 0 | FALSE | 0 | FALSE | 0 | FALSE | 0 | FALSE | 0 | FALSE | 0 | FALSE | 0 | FALSE | 0 | FALSE | 0 | FALSE | 0 | FALSE | 0 | FALSE | 0 | TRUE | 750 | FALSE | 0 | FALSE | 0 | FALSE | 0 | FALSE | 0 | FALSE | 0 | FALSE | 0 | FALSE | 0 | FALSE | 0 | FALSE | 0 | FALSE | 0 | FALSE | 0 | FALSE | 0 | FALSE | 0 | FALSE | 0 | FALSE | 0 | FALSE | 0 | FALSE | 0 | FALSE | 0 | FALSE | 0 | FALSE | 0
50 |  | 0 | 687 | FALSE | 0 | FALSE | 0 | FALSE | 0 | FALSE | 0 | FALSE | 0 | FALSE | 0 | FALSE | 0 | FALSE | 0 | FALSE | 0 | FALSE | 0 | FALSE | 0 | FALSE | 0 | FALSE | 0 | FALSE | 0 | FALSE | 0 | FALSE | 0 | FALSE | 0 | FALSE | 0 | FALSE | 0 | FALSE | 0 | FALSE | 0 | FALSE | 0 | FALSE | 0 | FALSE | 0 | FALSE | 0 | FALSE | 0 | FALSE | 0 | FALSE | 0 | FALSE | 0 | FALSE | 0 | TRUE | 750 | FALSE | 0 | FALSE | 0 | FALSE | 0 | FALSE | 0 | FALSE | 0 | FALSE | 0 | FALSE | 0 | FALSE | 0 | FALSE | 0 | FALSE | 0 | FALSE | 0 | FALSE | 0 | FALSE | 0 | FALSE | 0 | FALSE | 0 | FALSE | 0 | FALSE | 0 | FALSE | 0 | FALSE | 0 | FALSE | 0
50 |  | 0 | 686 | FALSE | 0 | FALSE | 0 | FALSE | 0 | FALSE | 0 | FALSE | 0 | FALSE | 0 | FALSE | 0 | FALSE | 0 | FALSE | 0 | FALSE | 0 | FALSE | 0 | FALSE | 0 | FALSE | 0 | FALSE | 0 | FALSE | 0 | FALSE | 0 | FALSE | 0 | FALSE | 0 | FALSE | 0 | FALSE | 0 | FALSE | 0 | FALSE | 0 | FALSE | 0 | FALSE | 0 | FALSE | 0 | FALSE | 0 | FALSE | 0 | FALSE | 0 | FALSE | 0 | FALSE | 0 | TRUE | 750 | FALSE | 0 | FALSE | 0 | FALSE | 0 | FALSE | 0 | FALSE | 0 | FALSE | 0 | FALSE | 0 | FALSE | 0 | FALSE | 0 | FALSE | 0 | FALSE | 0 | FALSE | 0 | FALSE | 0 | FALSE | 0 | FALSE | 0 | FALSE | 0 | FALSE | 0 | FALSE | 0 | FALSE | 0 | FALSE | 0
50 |  | 0 | 685 | FALSE | 0 | FALSE | 0 | FALSE | 0 | FALSE | 0 | FALSE | 0 | FALSE | 0 | FALSE | 0 | FALSE | 0 | FALSE | 0 | FALSE | 0 | FALSE | 0 | FALSE | 0 | FALSE | 0 | FALSE | 0 | FALSE | 0 | FALSE | 0 | FALSE | 0 | FALSE | 0 | FALSE | 0 | FALSE | 0 | FALSE | 0 | FALSE | 0 | FALSE | 0 | FALSE | 0 | FALSE | 0 | FALSE | 0 | FALSE | 0 | FALSE | 0 | FALSE | 0 | FALSE | 0 | TRUE | 750 | FALSE | 0 | FALSE | 0 | FALSE | 0 | FALSE | 0 | FALSE | 0 | FALSE | 0 | FALSE | 0 | FALSE | 0 | FALSE | 0 | FALSE | 0 | FALSE | 0 | FALSE | 0 | FALSE | 0 | FALSE | 0 | FALSE | 0 | FALSE | 0 | FALSE | 0 | FALSE | 0 | FALSE | 0 | FALSE | 0
50 |  | 0 | 684 | FALSE | 0 | FALSE | 0 | FALSE | 0 | FALSE | 0 | FALSE | 0 | FALSE | 0 | FALSE | 0 | FALSE | 0 | FALSE | 0 | FALSE | 0 | FALSE | 0 | FALSE | 0 | FALSE | 0 | FALSE | 0 | FALSE | 0 | FALSE | 0 | FALSE | 0 | FALSE | 0 | FALSE | 0 | FALSE | 0 | FALSE | 0 | FALSE | 0 | FALSE | 0 | FALSE | 0 | FALSE | 0 | FALSE | 0 | FALSE | 0 | FALSE | 0 | FALSE | 0 | FALSE | 0 | TRUE | 750 | FALSE | 0 | FALSE | 0 | FALSE | 0 | FALSE | 0 | FALSE | 0 | FALSE | 0 | FALSE | 0 | FALSE | 0 | FALSE | 0 | FALSE | 0 | FALSE | 0 | FALSE | 0 | FALSE | 0 | FALSE | 0 | FALSE | 0 | FALSE | 0 | FALSE | 0 | FALSE | 0 | FALSE | 0 | FALSE | 0
50 |  | 0 | 683 | FALSE | 0 | FALSE | 0 | FALSE | 0 | FALSE | 0 | FALSE | 0 | FALSE | 0 | FALSE | 0 | FALSE | 0 | FALSE | 0 | FALSE | 0 | FALSE | 0 | FALSE | 0 | FALSE | 0 | FALSE | 0 | FALSE | 0 | FALSE | 0 | FALSE | 0 | FALSE | 0 | FALSE | 0 | FALSE | 0 | FALSE | 0 | FALSE | 0 | FALSE | 0 | FALSE | 0 | FALSE | 0 | FALSE | 0 | FALSE | 0 | FALSE | 0 | FALSE | 0 | FALSE | 0 | TRUE | 750 | FALSE | 0 | FALSE | 0 | FALSE | 0 | FALSE | 0 | FALSE | 0 | FALSE | 0 | FALSE | 0 | FALSE | 0 | FALSE | 0 | FALSE | 0 | FALSE | 0 | FALSE | 0 | FALSE | 0 | FALSE | 0 | FALSE | 0 | FALSE | 0 | FALSE | 0 | FALSE | 0 | FALSE | 0 | FALSE | 0
50 |  | 0 | 682 | FALSE | 0 | FALSE | 0 | FALSE | 0 | FALSE | 0 | FALSE | 0 | FALSE | 0 | FALSE | 0 | FALSE | 0 | FALSE | 0 | FALSE | 0 | FALSE | 0 | FALSE | 0 | FALSE | 0 | FALSE | 0 | FALSE | 0 | FALSE | 0 | FALSE | 0 | FALSE | 0 | FALSE | 0 | FALSE | 0 | FALSE | 0 | FALSE | 0 | FALSE | 0 | FALSE | 0 | FALSE | 0 | FALSE | 0 | FALSE | 0 | FALSE | 0 | FALSE | 0 | FALSE | 0 | TRUE | 750 | FALSE | 0 | FALSE | 0 | FALSE | 0 | FALSE | 0 | FALSE | 0 | FALSE | 0 | FALSE | 0 | FALSE | 0 | FALSE | 0 | FALSE | 0 | FALSE | 0 | FALSE | 0 | FALSE | 0 | FALSE | 0 | FALSE | 0 | FALSE | 0 | FALSE | 0 | FALSE | 0 | FALSE | 0 | FALSE | 0
50 |  | 0 | 681 | FALSE | 0 | FALSE | 0 | FALSE | 0 | FALSE | 0 | FALSE | 0 | FALSE | 0 | FALSE | 0 | FALSE | 0 | FALSE | 0 | FALSE | 0 | FALSE | 0 | FALSE | 0 | FALSE | 0 | FALSE | 0 | FALSE | 0 | FALSE | 0 | FALSE | 0 | FALSE | 0 | FALSE | 0 | FALSE | 0 | FALSE | 0 | FALSE | 0 | FALSE | 0 | FALSE | 0 | FALSE | 0 | FALSE | 0 | FALSE | 0 | FALSE | 0 | FALSE | 0 | FALSE | 0 | TRUE | 750 | FALSE | 0 | FALSE | 0 | FALSE | 0 | FALSE | 0 | FALSE | 0 | FALSE | 0 | FALSE | 0 | FALSE | 0 | FALSE | 0 | FALSE | 0 | FALSE | 0 | FALSE | 0 | FALSE | 0 | FALSE | 0 | FALSE | 0 | FALSE | 0 | FALSE | 0 | FALSE | 0 | FALSE | 0 | FALSE | 0
50 |  | 0 | 680 | FALSE | 0 | FALSE | 0 | FALSE | 0 | FALSE | 0 | FALSE | 0 | FALSE | 0 | FALSE | 0 | FALSE | 0 | FALSE | 0 | FALSE | 0 | FALSE | 0 | FALSE | 0 | FALSE | 0 | FALSE | 0 | FALSE | 0 | FALSE | 0 | FALSE | 0 | FALSE | 0 | FALSE | 0 | FALSE | 0 | FALSE | 0 | FALSE | 0 | FALSE | 0 | FALSE | 0 | FALSE | 0 | FALSE | 0 | FALSE | 0 | FALSE | 0 | FALSE | 0 | FALSE | 0 | TRUE | 750 | FALSE | 0 | FALSE | 0 | FALSE | 0 | FALSE | 0 | FALSE | 0 | FALSE | 0 | FALSE | 0 | FALSE | 0 | FALSE | 0 | FALSE | 0 | FALSE | 0 | FALSE | 0 | FALSE | 0 | FALSE | 0 | FALSE | 0 | FALSE | 0 | FALSE | 0 | FALSE | 0 | FALSE | 0 | FALSE | 0
50 |  | 0 | 679 | FALSE | 0 | FALSE | 0 | FALSE | 0 | FALSE | 0 | FALSE | 0 | FALSE | 0 | FALSE | 0 | FALSE | 0 | FALSE | 0 | FALSE | 0 | FALSE | 0 | FALSE | 0 | FALSE | 0 | FALSE | 0 | FALSE | 0 | FALSE | 0 | FALSE | 0 | FALSE | 0 | FALSE | 0 | FALSE | 0 | FALSE | 0 | FALSE | 0 | FALSE | 0 | FALSE | 0 | FALSE | 0 | FALSE | 0 | FALSE | 0 | FALSE | 0 | FALSE | 0 | FALSE | 0 | TRUE | 750 | FALSE | 0 | FALSE | 0 | FALSE | 0 | FALSE | 0 | FALSE | 0 | FALSE | 0 | FALSE | 0 | FALSE | 0 | FALSE | 0 | FALSE | 0 | FALSE | 0 | FALSE | 0 | FALSE | 0 | FALSE | 0 | FALSE | 0 | FALSE | 0 | FALSE | 0 | FALSE | 0 | FALSE | 0 | FALSE | 0
50 |  | 0 | 678 | FALSE | 0 | FALSE | 0 | FALSE | 0 | FALSE | 0 | FALSE | 0 | FALSE | 0 | FALSE | 0 | FALSE | 0 | FALSE | 0 | FALSE | 0 | FALSE | 0 | FALSE | 0 | FALSE | 0 | FALSE | 0 | FALSE | 0 | FALSE | 0 | FALSE | 0 | FALSE | 0 | FALSE | 0 | FALSE | 0 | FALSE | 0 | FALSE | 0 | FALSE | 0 | FALSE | 0 | FALSE | 0 | FALSE | 0 | FALSE | 0 | FALSE | 0 | FALSE | 0 | FALSE | 0 | TRUE | 750 | FALSE | 0 | FALSE | 0 | FALSE | 0 | FALSE | 0 | FALSE | 0 | FALSE | 0 | FALSE | 0 | FALSE | 0 | FALSE | 0 | FALSE | 0 | FALSE | 0 | FALSE | 0 | FALSE | 0 | FALSE | 0 | FALSE | 0 | FALSE | 0 | FALSE | 0 | FALSE | 0 | FALSE | 0 | FALSE | 0
50 |  | 0 | 677 | FALSE | 0 | FALSE | 0 | FALSE | 0 | FALSE | 0 | FALSE | 0 | FALSE | 0 | FALSE | 0 | FALSE | 0 | FALSE | 0 | FALSE | 0 | FALSE | 0 | FALSE | 0 | FALSE | 0 | FALSE | 0 | FALSE | 0 | FALSE | 0 | FALSE | 0 | FALSE | 0 | FALSE | 0 | FALSE | 0 | FALSE | 0 | FALSE | 0 | FALSE | 0 | FALSE | 0 | FALSE | 0 | FALSE | 0 | FALSE | 0 | FALSE | 0 | FALSE | 0 | FALSE | 0 | TRUE | 750 | FALSE | 0 | FALSE | 0 | FALSE | 0 | FALSE | 0 | FALSE | 0 | FALSE | 0 | FALSE | 0 | FALSE | 0 | FALSE | 0 | FALSE | 0 | FALSE | 0 | FALSE | 0 | FALSE | 0 | FALSE | 0 | FALSE | 0 | FALSE | 0 | FALSE | 0 | FALSE | 0 | FALSE | 0 | FALSE | 0
50 |  | 0 | 676 | FALSE | 0 | FALSE | 0 | FALSE | 0 | FALSE | 0 | FALSE | 0 | FALSE | 0 | FALSE | 0 | FALSE | 0 | FALSE | 0 | FALSE | 0 | FALSE | 0 | FALSE | 0 | FALSE | 0 | FALSE | 0 | FALSE | 0 | FALSE | 0 | FALSE | 0 | FALSE | 0 | FALSE | 0 | FALSE | 0 | FALSE | 0 | FALSE | 0 | FALSE | 0 | FALSE | 0 | FALSE | 0 | FALSE | 0 | FALSE | 0 | FALSE | 0 | FALSE | 0 | FALSE | 0 | TRUE | 750 | FALSE | 0 | FALSE | 0 | FALSE | 0 | FALSE | 0 | FALSE | 0 | FALSE | 0 | FALSE | 0 | FALSE | 0 | FALSE | 0 | FALSE | 0 | FALSE | 0 | FALSE | 0 | FALSE | 0 | FALSE | 0 | FALSE | 0 | FALSE | 0 | FALSE | 0 | FALSE | 0 | FALSE | 0 | FALSE | 0
50 |  | 0 | 675 | FALSE | 0 | FALSE | 0 | FALSE | 0 | FALSE | 0 | FALSE | 0 | FALSE | 0 | FALSE | 0 | FALSE | 0 | FALSE | 0 | FALSE | 0 | FALSE | 0 | FALSE | 0 | FALSE | 0 | FALSE | 0 | FALSE | 0 | FALSE | 0 | FALSE | 0 | FALSE | 0 | FALSE | 0 | FALSE | 0 | FALSE | 0 | FALSE | 0 | FALSE | 0 | FALSE | 0 | FALSE | 0 | FALSE | 0 | FALSE | 0 | FALSE | 0 | FALSE | 0 | FALSE | 0 | TRUE | 750 | FALSE | 0 | FALSE | 0 | FALSE | 0 | FALSE | 0 | FALSE | 0 | FALSE | 0 | FALSE | 0 | FALSE | 0 | FALSE | 0 | FALSE | 0 | FALSE | 0 | FALSE | 0 | FALSE | 0 | FALSE | 0 | FALSE | 0 | FALSE | 0 | FALSE | 0 | FALSE | 0 | FALSE | 0 | FALSE | 0
50 |  | 0 | 674 | FALSE | 0 | FALSE | 0 | FALSE | 0 | FALSE | 0 | FALSE | 0 | FALSE | 0 | FALSE | 0 | FALSE | 0 | FALSE | 0 | FALSE | 0 | FALSE | 0 | FALSE | 0 | FALSE | 0 | FALSE | 0 | FALSE | 0 | FALSE | 0 | FALSE | 0 | FALSE | 0 | FALSE | 0 | FALSE | 0 | FALSE | 0 | FALSE | 0 | FALSE | 0 | FALSE | 0 | FALSE | 0 | FALSE | 0 | FALSE | 0 | FALSE | 0 | FALSE | 0 | FALSE | 0 | TRUE | 750 | FALSE | 0 | FALSE | 0 | FALSE | 0 | FALSE | 0 | FALSE | 0 | FALSE | 0 | FALSE | 0 | FALSE | 0 | FALSE | 0 | FALSE | 0 | FALSE | 0 | FALSE | 0 | FALSE | 0 | FALSE | 0 | FALSE | 0 | FALSE | 0 | FALSE | 0 | FALSE | 0 | FALSE | 0 | FALSE | 0
50 |  | 0 | 673 | FALSE | 0 | FALSE | 0 | FALSE | 0 | FALSE | 0 | FALSE | 0 | FALSE | 0 | FALSE | 0 | FALSE | 0 | FALSE | 0 | FALSE | 0 | FALSE | 0 | FALSE | 0 | FALSE | 0 | FALSE | 0 | FALSE | 0 | FALSE | 0 | FALSE | 0 | FALSE | 0 | FALSE | 0 | FALSE | 0 | FALSE | 0 | FALSE | 0 | FALSE | 0 | FALSE | 0 | FALSE | 0 | FALSE | 0 | FALSE | 0 | FALSE | 0 | FALSE | 0 | FALSE | 0 | TRUE | 750 | FALSE | 0 | FALSE | 0 | FALSE | 0 | FALSE | 0 | FALSE | 0 | FALSE | 0 | FALSE | 0 | FALSE | 0 | FALSE | 0 | FALSE | 0 | FALSE | 0 | FALSE | 0 | FALSE | 0 | FALSE | 0 | FALSE | 0 | FALSE | 0 | FALSE | 0 | FALSE | 0 | FALSE | 0 | FALSE | 0
50 |  | 0 | 672 | FALSE | 0 | FALSE | 0 | FALSE | 0 | FALSE | 0 | FALSE | 0 | FALSE | 0 | FALSE | 0 | FALSE | 0 | FALSE | 0 | FALSE | 0 | FALSE | 0 | FALSE | 0 | FALSE | 0 | FALSE | 0 | FALSE | 0 | FALSE | 0 | FALSE | 0 | FALSE | 0 | FALSE | 0 | FALSE | 0 | FALSE | 0 | FALSE | 0 | FALSE | 0 | FALSE | 0 | FALSE | 0 | FALSE | 0 | FALSE | 0 | FALSE | 0 | FALSE | 0 | FALSE | 0 | TRUE | 750 | FALSE | 0 | FALSE | 0 | FALSE | 0 | FALSE | 0 | FALSE | 0 | FALSE | 0 | FALSE | 0 | FALSE | 0 | FALSE | 0 | FALSE | 0 | FALSE | 0 | FALSE | 0 | FALSE | 0 | FALSE | 0 | FALSE | 0 | FALSE | 0 | FALSE | 0 | FALSE | 0 | FALSE | 0 | FALSE | 0
50 |  | 0 | 671 | FALSE | 0 | FALSE | 0 | FALSE | 0 | FALSE | 0 | FALSE | 0 | FALSE | 0 | FALSE | 0 | FALSE | 0 | FALSE | 0 | FALSE | 0 | FALSE | 0 | FALSE | 0 | FALSE | 0 | FALSE | 0 | FALSE | 0 | FALSE | 0 | FALSE | 0 | FALSE | 0 | FALSE | 0 | FALSE | 0 | FALSE | 0 | FALSE | 0 | FALSE | 0 | FALSE | 0 | FALSE | 0 | FALSE | 0 | FALSE | 0 | FALSE | 0 | FALSE | 0 | FALSE | 0 | TRUE | 750 | FALSE | 0 | FALSE | 0 | FALSE | 0 | FALSE | 0 | FALSE | 0 | FALSE | 0 | FALSE | 0 | FALSE | 0 | FALSE | 0 | FALSE | 0 | FALSE | 0 | FALSE | 0 | FALSE | 0 | FALSE | 0 | FALSE | 0 | FALSE | 0 | FALSE | 0 | FALSE | 0 | FALSE | 0 | FALSE | 0
50 |  | 0 | 670 | FALSE | 0 | FALSE | 0 | FALSE | 0 | FALSE | 0 | FALSE | 0 | FALSE | 0 | FALSE | 0 | FALSE | 0 | FALSE | 0 | FALSE | 0 | FALSE | 0 | FALSE | 0 | FALSE | 0 | FALSE | 0 | FALSE | 0 | FALSE | 0 | FALSE | 0 | FALSE | 0 | FALSE | 0 | FALSE | 0 | FALSE | 0 | FALSE | 0 | FALSE | 0 | FALSE | 0 | FALSE | 0 | FALSE | 0 | FALSE | 0 | FALSE | 0 | FALSE | 0 | FALSE | 0 | TRUE | 750 | FALSE | 0 | FALSE | 0 | FALSE | 0 | FALSE | 0 | FALSE | 0 | FALSE | 0 | FALSE | 0 | FALSE | 0 | FALSE | 0 | FALSE | 0 | FALSE | 0 | FALSE | 0 | FALSE | 0 | FALSE | 0 | FALSE | 0 | FALSE | 0 | FALSE | 0 | FALSE | 0 | FALSE | 0 | FALSE | 0
50 |  | 0 | 669 | FALSE | 0 | FALSE | 0 | FALSE | 0 | FALSE | 0 | FALSE | 0 | FALSE | 0 | FALSE | 0 | FALSE | 0 | FALSE | 0 | FALSE | 0 | FALSE | 0 | FALSE | 0 | FALSE | 0 | FALSE | 0 | FALSE | 0 | FALSE | 0 | FALSE | 0 | FALSE | 0 | FALSE | 0 | FALSE | 0 | FALSE | 0 | FALSE | 0 | FALSE | 0 | FALSE | 0 | FALSE | 0 | FALSE | 0 | FALSE | 0 | FALSE | 0 | FALSE | 0 | FALSE | 0 | TRUE | 750 | FALSE | 0 | FALSE | 0 | FALSE | 0 | FALSE | 0 | FALSE | 0 | FALSE | 0 | FALSE | 0 | FALSE | 0 | FALSE | 0 | FALSE | 0 | FALSE | 0 | FALSE | 0 | FALSE | 0 | FALSE | 0 | FALSE | 0 | FALSE | 0 | FALSE | 0 | FALSE | 0 | FALSE | 0 | FALSE | 0
50 |  | 0 | 668 | FALSE | 0 | FALSE | 0 | FALSE | 0 | FALSE | 0 | FALSE | 0 | FALSE | 0 | FALSE | 0 | FALSE | 0 | FALSE | 0 | FALSE | 0 | FALSE | 0 | FALSE | 0 | FALSE | 0 | FALSE | 0 | FALSE | 0 | FALSE | 0 | FALSE | 0 | FALSE | 0 | FALSE | 0 | FALSE | 0 | FALSE | 0 | FALSE | 0 | FALSE | 0 | FALSE | 0 | FALSE | 0 | FALSE | 0 | FALSE | 0 | FALSE | 0 | FALSE | 0 | FALSE | 0 | TRUE | 750 | FALSE | 0 | FALSE | 0 | FALSE | 0 | FALSE | 0 | FALSE | 0 | FALSE | 0 | FALSE | 0 | FALSE | 0 | FALSE | 0 | FALSE | 0 | FALSE | 0 | FALSE | 0 | FALSE | 0 | FALSE | 0 | FALSE | 0 | FALSE | 0 | FALSE | 0 | FALSE | 0 | FALSE | 0 | FALSE | 0
50 |  | 0 | 667 | FALSE | 0 | FALSE | 0 | FALSE | 0 | FALSE | 0 | FALSE | 0 | FALSE | 0 | FALSE | 0 | FALSE | 0 | FALSE | 0 | FALSE | 0 | FALSE | 0 | FALSE | 0 | FALSE | 0 | FALSE | 0 | FALSE | 0 | FALSE | 0 | FALSE | 0 | FALSE | 0 | FALSE | 0 | FALSE | 0 | FALSE | 0 | FALSE | 0 | FALSE | 0 | FALSE | 0 | FALSE | 0 | FALSE | 0 | FALSE | 0 | FALSE | 0 | FALSE | 0 | FALSE | 0 | TRUE | 750 | FALSE | 0 | FALSE | 0 | FALSE | 0 | FALSE | 0 | FALSE | 0 | FALSE | 0 | FALSE | 0 | FALSE | 0 | FALSE | 0 | FALSE | 0 | FALSE | 0 | FALSE | 0 | FALSE | 0 | FALSE | 0 | FALSE | 0 | FALSE | 0 | FALSE | 0 | FALSE | 0 | FALSE | 0 | FALSE | 0
50 |  | 0 | 666 | FALSE | 0 | FALSE | 0 | FALSE | 0 | FALSE | 0 | FALSE | 0 | FALSE | 0 | FALSE | 0 | FALSE | 0 | FALSE | 0 | FALSE | 0 | FALSE | 0 | FALSE | 0 | FALSE | 0 | FALSE | 0 | FALSE | 0 | FALSE | 0 | FALSE | 0 | FALSE | 0 | FALSE | 0 | FALSE | 0 | FALSE | 0 | FALSE | 0 | FALSE | 0 | FALSE | 0 | FALSE | 0 | FALSE | 0 | FALSE | 0 | FALSE | 0 | FALSE | 0 | FALSE | 0 | TRUE | 750 | FALSE | 0 | FALSE | 0 | FALSE | 0 | FALSE | 0 | FALSE | 0 | FALSE | 0 | FALSE | 0 | FALSE | 0 | FALSE | 0 | FALSE | 0 | FALSE | 0 | FALSE | 0 | FALSE | 0 | FALSE | 0 | FALSE | 0 | FALSE | 0 | FALSE | 0 | FALSE | 0 | FALSE | 0 | FALSE | 0
50 |  | 0 | 665 | FALSE | 0 | FALSE | 0 | FALSE | 0 | FALSE | 0 | FALSE | 0 | FALSE | 0 | FALSE | 0 | FALSE | 0 | FALSE | 0 | FALSE | 0 | FALSE | 0 | FALSE | 0 | FALSE | 0 | FALSE | 0 | FALSE | 0 | FALSE | 0 | FALSE | 0 | FALSE | 0 | FALSE | 0 | FALSE | 0 | FALSE | 0 | FALSE | 0 | FALSE | 0 | FALSE | 0 | FALSE | 0 | FALSE | 0 | FALSE | 0 | FALSE | 0 | FALSE | 0 | FALSE | 0 | TRUE | 750 | FALSE | 0 | FALSE | 0 | FALSE | 0 | FALSE | 0 | FALSE | 0 | FALSE | 0 | FALSE | 0 | FALSE | 0 | FALSE | 0 | FALSE | 0 | FALSE | 0 | FALSE | 0 | FALSE | 0 | FALSE | 0 | FALSE | 0 | FALSE | 0 | FALSE | 0 | FALSE | 0 | FALSE | 0 | FALSE | 0
50 |  | 0 | 664 | FALSE | 0 | FALSE | 0 | FALSE | 0 | FALSE | 0 | FALSE | 0 | FALSE | 0 | FALSE | 0 | FALSE | 0 | FALSE | 0 | FALSE | 0 | FALSE | 0 | FALSE | 0 | FALSE | 0 | FALSE | 0 | FALSE | 0 | FALSE | 0 | FALSE | 0 | FALSE | 0 | FALSE | 0 | FALSE | 0 | FALSE | 0 | FALSE | 0 | FALSE | 0 | FALSE | 0 | FALSE | 0 | FALSE | 0 | FALSE | 0 | FALSE | 0 | FALSE | 0 | FALSE | 0 | TRUE | 750 | FALSE | 0 | FALSE | 0 | FALSE | 0 | FALSE | 0 | FALSE | 0 | FALSE | 0 | FALSE | 0 | FALSE | 0 | FALSE | 0 | FALSE | 0 | FALSE | 0 | FALSE | 0 | FALSE | 0 | FALSE | 0 | FALSE | 0 | FALSE | 0 | FALSE | 0 | FALSE | 0 | FALSE | 0 | FALSE | 0
50 |  | 0 | 663 | FALSE | 0 | FALSE | 0 | FALSE | 0 | FALSE | 0 | FALSE | 0 | FALSE | 0 | FALSE | 0 | FALSE | 0 | FALSE | 0 | FALSE | 0 | FALSE | 0 | FALSE | 0 | FALSE | 0 | FALSE | 0 | FALSE | 0 | FALSE | 0 | FALSE | 0 | FALSE | 0 | FALSE | 0 | FALSE | 0 | FALSE | 0 | FALSE | 0 | FALSE | 0 | FALSE | 0 | FALSE | 0 | FALSE | 0 | FALSE | 0 | FALSE | 0 | FALSE | 0 | FALSE | 0 | TRUE | 750 | FALSE | 0 | FALSE | 0 | FALSE | 0 | FALSE | 0 | FALSE | 0 | FALSE | 0 | FALSE | 0 | FALSE | 0 | FALSE | 0 | FALSE | 0 | FALSE | 0 | FALSE | 0 | FALSE | 0 | FALSE | 0 | FALSE | 0 | FALSE | 0 | FALSE | 0 | FALSE | 0 | FALSE | 0 | FALSE | 0
50 |  | 0 | 662 | FALSE | 0 | FALSE | 0 | FALSE | 0 | FALSE | 0 | FALSE | 0 | FALSE | 0 | FALSE | 0 | FALSE | 0 | FALSE | 0 | FALSE | 0 | FALSE | 0 | FALSE | 0 | FALSE | 0 | FALSE | 0 | FALSE | 0 | FALSE | 0 | FALSE | 0 | FALSE | 0 | FALSE | 0 | FALSE | 0 | FALSE | 0 | FALSE | 0 | FALSE | 0 | FALSE | 0 | FALSE | 0 | FALSE | 0 | FALSE | 0 | FALSE | 0 | FALSE | 0 | FALSE | 0 | TRUE | 750 | FALSE | 0 | FALSE | 0 | FALSE | 0 | FALSE | 0 | FALSE | 0 | FALSE | 0 | FALSE | 0 | FALSE | 0 | FALSE | 0 | FALSE | 0 | FALSE | 0 | FALSE | 0 | FALSE | 0 | FALSE | 0 | FALSE | 0 | FALSE | 0 | FALSE | 0 | FALSE | 0 | FALSE | 0 | FALSE | 0
50 |  | 0 | 661 | FALSE | 0 | FALSE | 0 | FALSE | 0 | FALSE | 0 | FALSE | 0 | FALSE | 0 | FALSE | 0 | FALSE | 0 | FALSE | 0 | FALSE | 0 | FALSE | 0 | FALSE | 0 | FALSE | 0 | FALSE | 0 | FALSE | 0 | FALSE | 0 | FALSE | 0 | FALSE | 0 | FALSE | 0 | FALSE | 0 | FALSE | 0 | FALSE | 0 | FALSE | 0 | FALSE | 0 | FALSE | 0 | FALSE | 0 | FALSE | 0 | FALSE | 0 | FALSE | 0 | FALSE | 0 | TRUE | 750 | FALSE | 0 | FALSE | 0 | FALSE | 0 | FALSE | 0 | FALSE | 0 | FALSE | 0 | FALSE | 0 | FALSE | 0 | FALSE | 0 | FALSE | 0 | FALSE | 0 | FALSE | 0 | FALSE | 0 | FALSE | 0 | FALSE | 0 | FALSE | 0 | FALSE | 0 | FALSE | 0 | FALSE | 0 | FALSE | 0
50 |  | 0 | 660 | FALSE | 0 | FALSE | 0 | FALSE | 0 | FALSE | 0 | FALSE | 0 | FALSE | 0 | FALSE | 0 | FALSE | 0 | FALSE | 0 | FALSE | 0 | FALSE | 0 | FALSE | 0 | FALSE | 0 | FALSE | 0 | FALSE | 0 | FALSE | 0 | FALSE | 0 | FALSE | 0 | FALSE | 0 | FALSE | 0 | FALSE | 0 | FALSE | 0 | FALSE | 0 | FALSE | 0 | FALSE | 0 | FALSE | 0 | FALSE | 0 | FALSE | 0 | FALSE | 0 | FALSE | 0 | TRUE | 750 | FALSE | 0 | FALSE | 0 | FALSE | 0 | FALSE | 0 | FALSE | 0 | FALSE | 0 | FALSE | 0 | FALSE | 0 | FALSE | 0 | FALSE | 0 | FALSE | 0 | FALSE | 0 | FALSE | 0 | FALSE | 0 | FALSE | 0 | FALSE | 0 | FALSE | 0 | FALSE | 0 | FALSE | 0 | FALSE | 0
50 |  | 0 | 659 | FALSE | 0 | FALSE | 0 | FALSE | 0 | FALSE | 0 | FALSE | 0 | FALSE | 0 | FALSE | 0 | FALSE | 0 | FALSE | 0 | FALSE | 0 | FALSE | 0 | FALSE | 0 | FALSE | 0 | FALSE | 0 | FALSE | 0 | FALSE | 0 | FALSE | 0 | FALSE | 0 | FALSE | 0 | FALSE | 0 | FALSE | 0 | FALSE | 0 | FALSE | 0 | FALSE | 0 | FALSE | 0 | FALSE | 0 | FALSE | 0 | FALSE | 0 | FALSE | 0 | FALSE | 0 | TRUE | 750 | FALSE | 0 | FALSE | 0 | FALSE | 0 | FALSE | 0 | FALSE | 0 | FALSE | 0 | FALSE | 0 | FALSE | 0 | FALSE | 0 | FALSE | 0 | FALSE | 0 | FALSE | 0 | FALSE | 0 | FALSE | 0 | FALSE | 0 | FALSE | 0 | FALSE | 0 | FALSE | 0 | FALSE | 0 | FALSE | 0
50 |  | 0 | 658 | FALSE | 0 | FALSE | 0 | FALSE | 0 | FALSE | 0 | FALSE | 0 | FALSE | 0 | FALSE | 0 | FALSE | 0 | FALSE | 0 | FALSE | 0 | FALSE | 0 | FALSE | 0 | FALSE | 0 | FALSE | 0 | FALSE | 0 | FALSE | 0 | FALSE | 0 | FALSE | 0 | FALSE | 0 | FALSE | 0 | FALSE | 0 | FALSE | 0 | FALSE | 0 | FALSE | 0 | FALSE | 0 | FALSE | 0 | FALSE | 0 | FALSE | 0 | FALSE | 0 | FALSE | 0 | TRUE | 750 | FALSE | 0 | FALSE | 0 | FALSE | 0 | FALSE | 0 | FALSE | 0 | FALSE | 0 | FALSE | 0 | FALSE | 0 | FALSE | 0 | FALSE | 0 | FALSE | 0 | FALSE | 0 | FALSE | 0 | FALSE | 0 | FALSE | 0 | FALSE | 0 | FALSE | 0 | FALSE | 0 | FALSE | 0 | FALSE | 0
50 |  | 0 | 657 | FALSE | 0 | FALSE | 0 | FALSE | 0 | FALSE | 0 | FALSE | 0 | FALSE | 0 | FALSE | 0 | FALSE | 0 | FALSE | 0 | FALSE | 0 | FALSE | 0 | FALSE | 0 | FALSE | 0 | FALSE | 0 | FALSE | 0 | FALSE | 0 | FALSE | 0 | FALSE | 0 | FALSE | 0 | FALSE | 0 | FALSE | 0 | FALSE | 0 | FALSE | 0 | FALSE | 0 | FALSE | 0 | FALSE | 0 | FALSE | 0 | FALSE | 0 | FALSE | 0 | FALSE | 0 | TRUE | 750 | FALSE | 0 | FALSE | 0 | FALSE | 0 | FALSE | 0 | FALSE | 0 | FALSE | 0 | FALSE | 0 | FALSE | 0 | FALSE | 0 | FALSE | 0 | FALSE | 0 | FALSE | 0 | FALSE | 0 | FALSE | 0 | FALSE | 0 | FALSE | 0 | FALSE | 0 | FALSE | 0 | FALSE | 0 | FALSE | 0
50 |  | 0 | 656 | FALSE | 0 | FALSE | 0 | FALSE | 0 | FALSE | 0 | FALSE | 0 | FALSE | 0 | FALSE | 0 | FALSE | 0 | FALSE | 0 | FALSE | 0 | FALSE | 0 | FALSE | 0 | FALSE | 0 | FALSE | 0 | FALSE | 0 | FALSE | 0 | FALSE | 0 | FALSE | 0 | FALSE | 0 | FALSE | 0 | FALSE | 0 | FALSE | 0 | FALSE | 0 | FALSE | 0 | FALSE | 0 | FALSE | 0 | FALSE | 0 | FALSE | 0 | FALSE | 0 | FALSE | 0 | TRUE | 750 | FALSE | 0 | FALSE | 0 | FALSE | 0 | FALSE | 0 | FALSE | 0 | FALSE | 0 | FALSE | 0 | FALSE | 0 | FALSE | 0 | FALSE | 0 | FALSE | 0 | FALSE | 0 | FALSE | 0 | FALSE | 0 | FALSE | 0 | FALSE | 0 | FALSE | 0 | FALSE | 0 | FALSE | 0 | FALSE | 0
50 |  | 0 | 655 | FALSE | 0 | FALSE | 0 | FALSE | 0 | FALSE | 0 | FALSE | 0 | FALSE | 0 | FALSE | 0 | FALSE | 0 | FALSE | 0 | FALSE | 0 | FALSE | 0 | FALSE | 0 | FALSE | 0 | FALSE | 0 | FALSE | 0 | FALSE | 0 | FALSE | 0 | FALSE | 0 | FALSE | 0 | FALSE | 0 | FALSE | 0 | FALSE | 0 | FALSE | 0 | FALSE | 0 | FALSE | 0 | FALSE | 0 | FALSE | 0 | FALSE | 0 | FALSE | 0 | FALSE | 0 | TRUE | 750 | FALSE | 0 | FALSE | 0 | FALSE | 0 | FALSE | 0 | FALSE | 0 | FALSE | 0 | FALSE | 0 | FALSE | 0 | FALSE | 0 | FALSE | 0 | FALSE | 0 | FALSE | 0 | FALSE | 0 | FALSE | 0 | FALSE | 0 | FALSE | 0 | FALSE | 0 | FALSE | 0 | FALSE | 0 | FALSE | 0
50 |  | 0 | 654 | FALSE | 0 | FALSE | 0 | FALSE | 0 | FALSE | 0 | FALSE | 0 | FALSE | 0 | FALSE | 0 | FALSE | 0 | FALSE | 0 | FALSE | 0 | FALSE | 0 | FALSE | 0 | FALSE | 0 | FALSE | 0 | FALSE | 0 | FALSE | 0 | FALSE | 0 | FALSE | 0 | FALSE | 0 | FALSE | 0 | FALSE | 0 | FALSE | 0 | FALSE | 0 | FALSE | 0 | FALSE | 0 | FALSE | 0 | FALSE | 0 | FALSE | 0 | FALSE | 0 | FALSE | 0 | TRUE | 750 | FALSE | 0 | FALSE | 0 | FALSE | 0 | FALSE | 0 | FALSE | 0 | FALSE | 0 | FALSE | 0 | FALSE | 0 | FALSE | 0 | FALSE | 0 | FALSE | 0 | FALSE | 0 | FALSE | 0 | FALSE | 0 | FALSE | 0 | FALSE | 0 | FALSE | 0 | FALSE | 0 | FALSE | 0 | FALSE | 0
50 |  | 0 | 653 | FALSE | 0 | FALSE | 0 | FALSE | 0 | FALSE | 0 | FALSE | 0 | FALSE | 0 | FALSE | 0 | FALSE | 0 | FALSE | 0 | FALSE | 0 | FALSE | 0 | FALSE | 0 | FALSE | 0 | FALSE | 0 | FALSE | 0 | FALSE | 0 | FALSE | 0 | FALSE | 0 | FALSE | 0 | FALSE | 0 | FALSE | 0 | FALSE | 0 | FALSE | 0 | FALSE | 0 | FALSE | 0 | FALSE | 0 | FALSE | 0 | FALSE | 0 | FALSE | 0 | FALSE | 0 | TRUE | 750 | FALSE | 0 | FALSE | 0 | FALSE | 0 | FALSE | 0 | FALSE | 0 | FALSE | 0 | FALSE | 0 | FALSE | 0 | FALSE | 0 | FALSE | 0 | FALSE | 0 | FALSE | 0 | FALSE | 0 | FALSE | 0 | FALSE | 0 | FALSE | 0 | FALSE | 0 | FALSE | 0 | FALSE | 0 | FALSE | 0
50 |  | 0 | 652 | FALSE | 0 | FALSE | 0 | FALSE | 0 | FALSE | 0 | FALSE | 0 | FALSE | 0 | FALSE | 0 | FALSE | 0 | FALSE | 0 | FALSE | 0 | FALSE | 0 | FALSE | 0 | FALSE | 0 | FALSE | 0 | FALSE | 0 | FALSE | 0 | FALSE | 0 | FALSE | 0 | FALSE | 0 | FALSE | 0 | FALSE | 0 | FALSE | 0 | FALSE | 0 | FALSE | 0 | FALSE | 0 | FALSE | 0 | FALSE | 0 | FALSE | 0 | FALSE | 0 | FALSE | 0 | TRUE | 750 | FALSE | 0 | FALSE | 0 | FALSE | 0 | FALSE | 0 | FALSE | 0 | FALSE | 0 | FALSE | 0 | FALSE | 0 | FALSE | 0 | FALSE | 0 | FALSE | 0 | FALSE | 0 | FALSE | 0 | FALSE | 0 | FALSE | 0 | FALSE | 0 | FALSE | 0 | FALSE | 0 | FALSE | 0 | FALSE | 0
50 |  | 0 | 651 | FALSE | 0 | FALSE | 0 | FALSE | 0 | FALSE | 0 | FALSE | 0 | FALSE | 0 | FALSE | 0 | FALSE | 0 | FALSE | 0 | FALSE | 0 | FALSE | 0 | FALSE | 0 | FALSE | 0 | FALSE | 0 | FALSE | 0 | FALSE | 0 | FALSE | 0 | FALSE | 0 | FALSE | 0 | FALSE | 0 | FALSE | 0 | FALSE | 0 | FALSE | 0 | FALSE | 0 | FALSE | 0 | FALSE | 0 | FALSE | 0 | FALSE | 0 | FALSE | 0 | FALSE | 0 | TRUE | 750 | FALSE | 0 | FALSE | 0 | FALSE | 0 | FALSE | 0 | FALSE | 0 | FALSE | 0 | FALSE | 0 | FALSE | 0 | FALSE | 0 | FALSE | 0 | FALSE | 0 | FALSE | 0 | FALSE | 0 | FALSE | 0 | FALSE | 0 | FALSE | 0 | FALSE | 0 | FALSE | 0 | FALSE | 0 | FALSE | 0
50 |  | 0 | 650 | FALSE | 0 | FALSE | 0 | FALSE | 0 | FALSE | 0 | FALSE | 0 | FALSE | 0 | FALSE | 0 | FALSE | 0 | FALSE | 0 | FALSE | 0 | FALSE | 0 | FALSE | 0 | FALSE | 0 | FALSE | 0 | FALSE | 0 | FALSE | 0 | FALSE | 0 | FALSE | 0 | FALSE | 0 | FALSE | 0 | FALSE | 0 | FALSE | 0 | FALSE | 0 | FALSE | 0 | FALSE | 0 | FALSE | 0 | FALSE | 0 | FALSE | 0 | FALSE | 0 | FALSE | 0 | TRUE | 750 | FALSE | 0 | FALSE | 0 | FALSE | 0 | FALSE | 0 | FALSE | 0 | FALSE | 0 | FALSE | 0 | FALSE | 0 | FALSE | 0 | FALSE | 0 | FALSE | 0 | FALSE | 0 | FALSE | 0 | FALSE | 0 | FALSE | 0 | FALSE | 0 | FALSE | 0 | FALSE | 0 | FALSE | 0 | FALSE | 0
50 |  | 0 | 649 | FALSE | 0 | FALSE | 0 | FALSE | 0 | FALSE | 0 | FALSE | 0 | FALSE | 0 | FALSE | 0 | FALSE | 0 | FALSE | 0 | FALSE | 0 | FALSE | 0 | FALSE | 0 | FALSE | 0 | FALSE | 0 | FALSE | 0 | FALSE | 0 | FALSE | 0 | FALSE | 0 | FALSE | 0 | FALSE | 0 | FALSE | 0 | FALSE | 0 | FALSE | 0 | FALSE | 0 | FALSE | 0 | FALSE | 0 | FALSE | 0 | FALSE | 0 | FALSE | 0 | FALSE | 0 | TRUE | 750 | FALSE | 0 | FALSE | 0 | FALSE | 0 | FALSE | 0 | FALSE | 0 | FALSE | 0 | FALSE | 0 | FALSE | 0 | FALSE | 0 | FALSE | 0 | FALSE | 0 | FALSE | 0 | FALSE | 0 | FALSE | 0 | FALSE | 0 | FALSE | 0 | FALSE | 0 | FALSE | 0 | FALSE | 0 | FALSE | 0
50 |  | 0 | 648 | FALSE | 0 | FALSE | 0 | FALSE | 0 | FALSE | 0 | FALSE | 0 | FALSE | 0 | FALSE | 0 | FALSE | 0 | FALSE | 0 | FALSE | 0 | FALSE | 0 | FALSE | 0 | FALSE | 0 | FALSE | 0 | FALSE | 0 | FALSE | 0 | FALSE | 0 | FALSE | 0 | FALSE | 0 | FALSE | 0 | FALSE | 0 | FALSE | 0 | FALSE | 0 | FALSE | 0 | FALSE | 0 | FALSE | 0 | FALSE | 0 | FALSE | 0 | FALSE | 0 | FALSE | 0 | TRUE | 750 | FALSE | 0 | FALSE | 0 | FALSE | 0 | FALSE | 0 | FALSE | 0 | FALSE | 0 | FALSE | 0 | FALSE | 0 | FALSE | 0 | FALSE | 0 | FALSE | 0 | FALSE | 0 | FALSE | 0 | FALSE | 0 | FALSE | 0 | FALSE | 0 | FALSE | 0 | FALSE | 0 | FALSE | 0 | FALSE | 0
50 |  | 0 | 647 | FALSE | 0 | FALSE | 0 | FALSE | 0 | FALSE | 0 | FALSE | 0 | FALSE | 0 | FALSE | 0 | FALSE | 0 | FALSE | 0 | FALSE | 0 | FALSE | 0 | FALSE | 0 | FALSE | 0 | FALSE | 0 | FALSE | 0 | FALSE | 0 | FALSE | 0 | FALSE | 0 | FALSE | 0 | FALSE | 0 | FALSE | 0 | FALSE | 0 | FALSE | 0 | FALSE | 0 | FALSE | 0 | FALSE | 0 | FALSE | 0 | FALSE | 0 | FALSE | 0 | FALSE | 0 | TRUE | 750 | FALSE | 0 | FALSE | 0 | FALSE | 0 | FALSE | 0 | FALSE | 0 | FALSE | 0 | FALSE | 0 | FALSE | 0 | FALSE | 0 | FALSE | 0 | FALSE | 0 | FALSE | 0 | FALSE | 0 | FALSE | 0 | FALSE | 0 | FALSE | 0 | FALSE | 0 | FALSE | 0 | FALSE | 0 | FALSE | 0
50 |  | 0 | 646 | FALSE | 0 | FALSE | 0 | FALSE | 0 | FALSE | 0 | FALSE | 0 | FALSE | 0 | FALSE | 0 | FALSE | 0 | FALSE | 0 | FALSE | 0 | FALSE | 0 | FALSE | 0 | FALSE | 0 | FALSE | 0 | FALSE | 0 | FALSE | 0 | FALSE | 0 | FALSE | 0 | FALSE | 0 | FALSE | 0 | FALSE | 0 | FALSE | 0 | FALSE | 0 | FALSE | 0 | FALSE | 0 | FALSE | 0 | FALSE | 0 | FALSE | 0 | FALSE | 0 | FALSE | 0 | TRUE | 750 | FALSE | 0 | FALSE | 0 | FALSE | 0 | FALSE | 0 | FALSE | 0 | FALSE | 0 | FALSE | 0 | FALSE | 0 | FALSE | 0 | FALSE | 0 | FALSE | 0 | FALSE | 0 | FALSE | 0 | FALSE | 0 | FALSE | 0 | FALSE | 0 | FALSE | 0 | FALSE | 0 | FALSE | 0 | FALSE | 0
50 |  | 0 | 645 | FALSE | 0 | FALSE | 0 | FALSE | 0 | FALSE | 0 | FALSE | 0 | FALSE | 0 | FALSE | 0 | FALSE | 0 | FALSE | 0 | FALSE | 0 | FALSE | 0 | FALSE | 0 | FALSE | 0 | FALSE | 0 | FALSE | 0 | FALSE | 0 | FALSE | 0 | FALSE | 0 | FALSE | 0 | FALSE | 0 | FALSE | 0 | FALSE | 0 | FALSE | 0 | FALSE | 0 | FALSE | 0 | FALSE | 0 | FALSE | 0 | FALSE | 0 | FALSE | 0 | FALSE | 0 | TRUE | 750 | FALSE | 0 | FALSE | 0 | FALSE | 0 | FALSE | 0 | FALSE | 0 | FALSE | 0 | FALSE | 0 | FALSE | 0 | FALSE | 0 | FALSE | 0 | FALSE | 0 | FALSE | 0 | FALSE | 0 | FALSE | 0 | FALSE | 0 | FALSE | 0 | FALSE | 0 | FALSE | 0 | FALSE | 0 | FALSE | 0
50 |  | 0 | 644 | FALSE | 0 | FALSE | 0 | FALSE | 0 | FALSE | 0 | FALSE | 0 | FALSE | 0 | FALSE | 0 | FALSE | 0 | FALSE | 0 | FALSE | 0 | FALSE | 0 | FALSE | 0 | FALSE | 0 | FALSE | 0 | FALSE | 0 | FALSE | 0 | FALSE | 0 | FALSE | 0 | FALSE | 0 | FALSE | 0 | FALSE | 0 | FALSE | 0 | FALSE | 0 | FALSE | 0 | FALSE | 0 | FALSE | 0 | FALSE | 0 | FALSE | 0 | FALSE | 0 | FALSE | 0 | TRUE | 750 | FALSE | 0 | FALSE | 0 | FALSE | 0 | FALSE | 0 | FALSE | 0 | FALSE | 0 | FALSE | 0 | FALSE | 0 | FALSE | 0 | FALSE | 0 | FALSE | 0 | FALSE | 0 | FALSE | 0 | FALSE | 0 | FALSE | 0 | FALSE | 0 | FALSE | 0 | FALSE | 0 | FALSE | 0 | FALSE | 0
50 |  | 0 | 643 | FALSE | 0 | FALSE | 0 | FALSE | 0 | FALSE | 0 | FALSE | 0 | FALSE | 0 | FALSE | 0 | FALSE | 0 | FALSE | 0 | FALSE | 0 | FALSE | 0 | FALSE | 0 | FALSE | 0 | FALSE | 0 | FALSE | 0 | FALSE | 0 | FALSE | 0 | FALSE | 0 | FALSE | 0 | FALSE | 0 | FALSE | 0 | FALSE | 0 | FALSE | 0 | FALSE | 0 | FALSE | 0 | FALSE | 0 | FALSE | 0 | FALSE | 0 | FALSE | 0 | FALSE | 0 | TRUE | 750 | FALSE | 0 | FALSE | 0 | FALSE | 0 | FALSE | 0 | FALSE | 0 | FALSE | 0 | FALSE | 0 | FALSE | 0 | FALSE | 0 | FALSE | 0 | FALSE | 0 | FALSE | 0 | FALSE | 0 | FALSE | 0 | FALSE | 0 | FALSE | 0 | FALSE | 0 | FALSE | 0 | FALSE | 0 | FALSE | 0
50 |  | 0 | 642 | FALSE | 0 | FALSE | 0 | FALSE | 0 | FALSE | 0 | FALSE | 0 | FALSE | 0 | FALSE | 0 | FALSE | 0 | FALSE | 0 | FALSE | 0 | FALSE | 0 | FALSE | 0 | FALSE | 0 | FALSE | 0 | FALSE | 0 | FALSE | 0 | FALSE | 0 | FALSE | 0 | FALSE | 0 | FALSE | 0 | FALSE | 0 | FALSE | 0 | FALSE | 0 | FALSE | 0 | FALSE | 0 | FALSE | 0 | FALSE | 0 | FALSE | 0 | FALSE | 0 | FALSE | 0 | TRUE | 750 | FALSE | 0 | FALSE | 0 | FALSE | 0 | FALSE | 0 | FALSE | 0 | FALSE | 0 | FALSE | 0 | FALSE | 0 | FALSE | 0 | FALSE | 0 | FALSE | 0 | FALSE | 0 | FALSE | 0 | FALSE | 0 | FALSE | 0 | FALSE | 0 | FALSE | 0 | FALSE | 0 | FALSE | 0 | FALSE | 0
50 |  | 0 | 641 | FALSE | 0 | FALSE | 0 | FALSE | 0 | FALSE | 0 | FALSE | 0 | FALSE | 0 | FALSE | 0 | FALSE | 0 | FALSE | 0 | FALSE | 0 | FALSE | 0 | FALSE | 0 | FALSE | 0 | FALSE | 0 | FALSE | 0 | FALSE | 0 | FALSE | 0 | FALSE | 0 | FALSE | 0 | FALSE | 0 | FALSE | 0 | FALSE | 0 | FALSE | 0 | FALSE | 0 | FALSE | 0 | FALSE | 0 | FALSE | 0 | FALSE | 0 | FALSE | 0 | FALSE | 0 | TRUE | 750 | FALSE | 0 | FALSE | 0 | FALSE | 0 | FALSE | 0 | FALSE | 0 | FALSE | 0 | FALSE | 0 | FALSE | 0 | FALSE | 0 | FALSE | 0 | FALSE | 0 | FALSE | 0 | FALSE | 0 | FALSE | 0 | FALSE | 0 | FALSE | 0 | FALSE | 0 | FALSE | 0 | FALSE | 0 | FALSE | 0
50 |  | 0 | 640 | FALSE | 0 | FALSE | 0 | FALSE | 0 | FALSE | 0 | FALSE | 0 | FALSE | 0 | FALSE | 0 | FALSE | 0 | FALSE | 0 | FALSE | 0 | FALSE | 0 | FALSE | 0 | FALSE | 0 | FALSE | 0 | FALSE | 0 | FALSE | 0 | FALSE | 0 | FALSE | 0 | FALSE | 0 | FALSE | 0 | FALSE | 0 | FALSE | 0 | FALSE | 0 | FALSE | 0 | FALSE | 0 | FALSE | 0 | FALSE | 0 | FALSE | 0 | FALSE | 0 | FALSE | 0 | TRUE | 750 | FALSE | 0 | FALSE | 0 | FALSE | 0 | FALSE | 0 | FALSE | 0 | FALSE | 0 | FALSE | 0 | FALSE | 0 | FALSE | 0 | FALSE | 0 | FALSE | 0 | FALSE | 0 | FALSE | 0 | FALSE | 0 | FALSE | 0 | FALSE | 0 | FALSE | 0 | FALSE | 0 | FALSE | 0 | FALSE | 0
50 |  | 0 | 639 | FALSE | 0 | FALSE | 0 | FALSE | 0 | FALSE | 0 | FALSE | 0 | FALSE | 0 | FALSE | 0 | FALSE | 0 | FALSE | 0 | FALSE | 0 | FALSE | 0 | FALSE | 0 | FALSE | 0 | FALSE | 0 | FALSE | 0 | FALSE | 0 | FALSE | 0 | FALSE | 0 | FALSE | 0 | FALSE | 0 | FALSE | 0 | FALSE | 0 | FALSE | 0 | FALSE | 0 | FALSE | 0 | FALSE | 0 | FALSE | 0 | FALSE | 0 | FALSE | 0 | FALSE | 0 | TRUE | 750 | FALSE | 0 | FALSE | 0 | FALSE | 0 | FALSE | 0 | FALSE | 0 | FALSE | 0 | FALSE | 0 | FALSE | 0 | FALSE | 0 | FALSE | 0 | FALSE | 0 | FALSE | 0 | FALSE | 0 | FALSE | 0 | FALSE | 0 | FALSE | 0 | FALSE | 0 | FALSE | 0 | FALSE | 0 | FALSE | 0
50 |  | 0 | 638 | FALSE | 0 | FALSE | 0 | FALSE | 0 | FALSE | 0 | FALSE | 0 | FALSE | 0 | FALSE | 0 | FALSE | 0 | FALSE | 0 | FALSE | 0 | FALSE | 0 | FALSE | 0 | FALSE | 0 | FALSE | 0 | FALSE | 0 | FALSE | 0 | FALSE | 0 | FALSE | 0 | FALSE | 0 | FALSE | 0 | FALSE | 0 | FALSE | 0 | FALSE | 0 | FALSE | 0 | FALSE | 0 | FALSE | 0 | FALSE | 0 | FALSE | 0 | FALSE | 0 | FALSE | 0 | TRUE | 750 | FALSE | 0 | FALSE | 0 | FALSE | 0 | FALSE | 0 | FALSE | 0 | FALSE | 0 | FALSE | 0 | FALSE | 0 | FALSE | 0 | FALSE | 0 | FALSE | 0 | FALSE | 0 | FALSE | 0 | FALSE | 0 | FALSE | 0 | FALSE | 0 | FALSE | 0 | FALSE | 0 | FALSE | 0 | FALSE | 0
50 |  | 0 | 637 | FALSE | 0 | FALSE | 0 | FALSE | 0 | FALSE | 0 | FALSE | 0 | FALSE | 0 | FALSE | 0 | FALSE | 0 | FALSE | 0 | FALSE | 0 | FALSE | 0 | FALSE | 0 | FALSE | 0 | FALSE | 0 | FALSE | 0 | FALSE | 0 | FALSE | 0 | FALSE | 0 | FALSE | 0 | FALSE | 0 | FALSE | 0 | FALSE | 0 | FALSE | 0 | FALSE | 0 | FALSE | 0 | FALSE | 0 | FALSE | 0 | FALSE | 0 | FALSE | 0 | FALSE | 0 | TRUE | 750 | FALSE | 0 | FALSE | 0 | FALSE | 0 | FALSE | 0 | FALSE | 0 | FALSE | 0 | FALSE | 0 | FALSE | 0 | FALSE | 0 | FALSE | 0 | FALSE | 0 | FALSE | 0 | FALSE | 0 | FALSE | 0 | FALSE | 0 | FALSE | 0 | FALSE | 0 | FALSE | 0 | FALSE | 0 | FALSE | 0
50 |  | 0 | 636 | FALSE | 0 | FALSE | 0 | FALSE | 0 | FALSE | 0 | FALSE | 0 | FALSE | 0 | FALSE | 0 | FALSE | 0 | FALSE | 0 | FALSE | 0 | FALSE | 0 | FALSE | 0 | FALSE | 0 | FALSE | 0 | FALSE | 0 | FALSE | 0 | FALSE | 0 | FALSE | 0 | FALSE | 0 | FALSE | 0 | FALSE | 0 | FALSE | 0 | FALSE | 0 | FALSE | 0 | FALSE | 0 | FALSE | 0 | FALSE | 0 | FALSE | 0 | FALSE | 0 | FALSE | 0 | TRUE | 750 | FALSE | 0 | FALSE | 0 | FALSE | 0 | FALSE | 0 | FALSE | 0 | FALSE | 0 | FALSE | 0 | FALSE | 0 | FALSE | 0 | FALSE | 0 | FALSE | 0 | FALSE | 0 | FALSE | 0 | FALSE | 0 | FALSE | 0 | FALSE | 0 | FALSE | 0 | FALSE | 0 | FALSE | 0 | FALSE | 0
50 |  | 0 | 635 | FALSE | 0 | FALSE | 0 | FALSE | 0 | FALSE | 0 | FALSE | 0 | FALSE | 0 | FALSE | 0 | FALSE | 0 | FALSE | 0 | FALSE | 0 | FALSE | 0 | FALSE | 0 | FALSE | 0 | FALSE | 0 | FALSE | 0 | FALSE | 0 | FALSE | 0 | FALSE | 0 | FALSE | 0 | FALSE | 0 | FALSE | 0 | FALSE | 0 | FALSE | 0 | FALSE | 0 | FALSE | 0 | FALSE | 0 | FALSE | 0 | FALSE | 0 | FALSE | 0 | FALSE | 0 | TRUE | 750 | FALSE | 0 | FALSE | 0 | FALSE | 0 | FALSE | 0 | FALSE | 0 | FALSE | 0 | FALSE | 0 | FALSE | 0 | FALSE | 0 | FALSE | 0 | FALSE | 0 | FALSE | 0 | FALSE | 0 | FALSE | 0 | FALSE | 0 | FALSE | 0 | FALSE | 0 | FALSE | 0 | FALSE | 0 | FALSE | 0
50 |  | 0 | 634 | FALSE | 0 | FALSE | 0 | FALSE | 0 | FALSE | 0 | FALSE | 0 | FALSE | 0 | FALSE | 0 | FALSE | 0 | FALSE | 0 | FALSE | 0 | FALSE | 0 | FALSE | 0 | FALSE | 0 | FALSE | 0 | FALSE | 0 | FALSE | 0 | FALSE | 0 | FALSE | 0 | FALSE | 0 | FALSE | 0 | FALSE | 0 | FALSE | 0 | FALSE | 0 | FALSE | 0 | FALSE | 0 | FALSE | 0 | FALSE | 0 | FALSE | 0 | FALSE | 0 | FALSE | 0 | TRUE | 750 | FALSE | 0 | FALSE | 0 | FALSE | 0 | FALSE | 0 | FALSE | 0 | FALSE | 0 | FALSE | 0 | FALSE | 0 | FALSE | 0 | FALSE | 0 | FALSE | 0 | FALSE | 0 | FALSE | 0 | FALSE | 0 | FALSE | 0 | FALSE | 0 | FALSE | 0 | FALSE | 0 | FALSE | 0 | FALSE | 0
50 |  | 0 | 633 | FALSE | 0 | FALSE | 0 | FALSE | 0 | FALSE | 0 | FALSE | 0 | FALSE | 0 | FALSE | 0 | FALSE | 0 | FALSE | 0 | FALSE | 0 | FALSE | 0 | FALSE | 0 | FALSE | 0 | FALSE | 0 | FALSE | 0 | FALSE | 0 | FALSE | 0 | FALSE | 0 | FALSE | 0 | FALSE | 0 | FALSE | 0 | FALSE | 0 | FALSE | 0 | FALSE | 0 | FALSE | 0 | FALSE | 0 | FALSE | 0 | FALSE | 0 | FALSE | 0 | FALSE | 0 | TRUE | 750 | FALSE | 0 | FALSE | 0 | FALSE | 0 | FALSE | 0 | FALSE | 0 | FALSE | 0 | FALSE | 0 | FALSE | 0 | FALSE | 0 | FALSE | 0 | FALSE | 0 | FALSE | 0 | FALSE | 0 | FALSE | 0 | FALSE | 0 | FALSE | 0 | FALSE | 0 | FALSE | 0 | FALSE | 0 | FALSE | 0
50 |  | 0 | 632 | FALSE | 0 | FALSE | 0 | FALSE | 0 | FALSE | 0 | FALSE | 0 | FALSE | 0 | FALSE | 0 | FALSE | 0 | FALSE | 0 | FALSE | 0 | FALSE | 0 | FALSE | 0 | FALSE | 0 | FALSE | 0 | FALSE | 0 | FALSE | 0 | FALSE | 0 | FALSE | 0 | FALSE | 0 | FALSE | 0 | FALSE | 0 | FALSE | 0 | FALSE | 0 | FALSE | 0 | FALSE | 0 | FALSE | 0 | FALSE | 0 | FALSE | 0 | FALSE | 0 | FALSE | 0 | TRUE | 750 | FALSE | 0 | FALSE | 0 | FALSE | 0 | FALSE | 0 | FALSE | 0 | FALSE | 0 | FALSE | 0 | FALSE | 0 | FALSE | 0 | FALSE | 0 | FALSE | 0 | FALSE | 0 | FALSE | 0 | FALSE | 0 | FALSE | 0 | FALSE | 0 | FALSE | 0 | FALSE | 0 | FALSE | 0 | FALSE | 0
50 |  | 0 | 631 | FALSE | 0 | FALSE | 0 | FALSE | 0 | FALSE | 0 | FALSE | 0 | FALSE | 0 | FALSE | 0 | FALSE | 0 | FALSE | 0 | FALSE | 0 | FALSE | 0 | FALSE | 0 | FALSE | 0 | FALSE | 0 | FALSE | 0 | FALSE | 0 | FALSE | 0 | FALSE | 0 | FALSE | 0 | FALSE | 0 | FALSE | 0 | FALSE | 0 | FALSE | 0 | FALSE | 0 | FALSE | 0 | FALSE | 0 | FALSE | 0 | FALSE | 0 | FALSE | 0 | FALSE | 0 | TRUE | 750 | FALSE | 0 | FALSE | 0 | FALSE | 0 | FALSE | 0 | FALSE | 0 | FALSE | 0 | FALSE | 0 | FALSE | 0 | FALSE | 0 | FALSE | 0 | FALSE | 0 | FALSE | 0 | FALSE | 0 | FALSE | 0 | FALSE | 0 | FALSE | 0 | FALSE | 0 | FALSE | 0 | FALSE | 0 | FALSE | 0
50 |  | 0 | 630 | FALSE | 0 | FALSE | 0 | FALSE | 0 | FALSE | 0 | FALSE | 0 | FALSE | 0 | FALSE | 0 | FALSE | 0 | FALSE | 0 | FALSE | 0 | FALSE | 0 | FALSE | 0 | FALSE | 0 | FALSE | 0 | FALSE | 0 | FALSE | 0 | FALSE | 0 | FALSE | 0 | FALSE | 0 | FALSE | 0 | FALSE | 0 | FALSE | 0 | FALSE | 0 | FALSE | 0 | FALSE | 0 | FALSE | 0 | FALSE | 0 | FALSE | 0 | FALSE | 0 | FALSE | 0 | TRUE | 750 | FALSE | 0 | FALSE | 0 | FALSE | 0 | FALSE | 0 | FALSE | 0 | FALSE | 0 | FALSE | 0 | FALSE | 0 | FALSE | 0 | FALSE | 0 | FALSE | 0 | FALSE | 0 | FALSE | 0 | FALSE | 0 | FALSE | 0 | FALSE | 0 | FALSE | 0 | FALSE | 0 | FALSE | 0 | FALSE | 0
50 |  | 0 | 629 | FALSE | 0 | FALSE | 0 | FALSE | 0 | FALSE | 0 | FALSE | 0 | FALSE | 0 | FALSE | 0 | FALSE | 0 | FALSE | 0 | FALSE | 0 | FALSE | 0 | FALSE | 0 | FALSE | 0 | FALSE | 0 | FALSE | 0 | FALSE | 0 | FALSE | 0 | FALSE | 0 | FALSE | 0 | FALSE | 0 | FALSE | 0 | FALSE | 0 | FALSE | 0 | FALSE | 0 | FALSE | 0 | FALSE | 0 | FALSE | 0 | FALSE | 0 | FALSE | 0 | FALSE | 0 | TRUE | 750 | FALSE | 0 | FALSE | 0 | FALSE | 0 | FALSE | 0 | FALSE | 0 | FALSE | 0 | FALSE | 0 | FALSE | 0 | FALSE | 0 | FALSE | 0 | FALSE | 0 | FALSE | 0 | FALSE | 0 | FALSE | 0 | FALSE | 0 | FALSE | 0 | FALSE | 0 | FALSE | 0 | FALSE | 0 | FALSE | 0
50 |  | 0 | 628 | FALSE | 0 | FALSE | 0 | FALSE | 0 | FALSE | 0 | FALSE | 0 | FALSE | 0 | FALSE | 0 | FALSE | 0 | FALSE | 0 | FALSE | 0 | FALSE | 0 | FALSE | 0 | FALSE | 0 | FALSE | 0 | FALSE | 0 | FALSE | 0 | FALSE | 0 | FALSE | 0 | FALSE | 0 | FALSE | 0 | FALSE | 0 | FALSE | 0 | FALSE | 0 | FALSE | 0 | FALSE | 0 | FALSE | 0 | FALSE | 0 | FALSE | 0 | FALSE | 0 | FALSE | 0 | TRUE | 750 | FALSE | 0 | FALSE | 0 | FALSE | 0 | FALSE | 0 | FALSE | 0 | FALSE | 0 | FALSE | 0 | FALSE | 0 | FALSE | 0 | FALSE | 0 | FALSE | 0 | FALSE | 0 | FALSE | 0 | FALSE | 0 | FALSE | 0 | FALSE | 0 | FALSE | 0 | FALSE | 0 | FALSE | 0 | FALSE | 0
50 |  | 0 | 627 | FALSE | 0 | FALSE | 0 | FALSE | 0 | FALSE | 0 | FALSE | 0 | FALSE | 0 | FALSE | 0 | FALSE | 0 | FALSE | 0 | FALSE | 0 | FALSE | 0 | FALSE | 0 | FALSE | 0 | FALSE | 0 | FALSE | 0 | FALSE | 0 | FALSE | 0 | FALSE | 0 | FALSE | 0 | FALSE | 0 | FALSE | 0 | FALSE | 0 | FALSE | 0 | FALSE | 0 | FALSE | 0 | FALSE | 0 | FALSE | 0 | FALSE | 0 | FALSE | 0 | FALSE | 0 | TRUE | 750 | FALSE | 0 | FALSE | 0 | FALSE | 0 | FALSE | 0 | FALSE | 0 | FALSE | 0 | FALSE | 0 | FALSE | 0 | FALSE | 0 | FALSE | 0 | FALSE | 0 | FALSE | 0 | FALSE | 0 | FALSE | 0 | FALSE | 0 | FALSE | 0 | FALSE | 0 | FALSE | 0 | FALSE | 0 | FALSE | 0
50 |  | 0 | 626 | FALSE | 0 | FALSE | 0 | FALSE | 0 | FALSE | 0 | FALSE | 0 | FALSE | 0 | FALSE | 0 | FALSE | 0 | FALSE | 0 | FALSE | 0 | FALSE | 0 | FALSE | 0 | FALSE | 0 | FALSE | 0 | FALSE | 0 | FALSE | 0 | FALSE | 0 | FALSE | 0 | FALSE | 0 | FALSE | 0 | FALSE | 0 | FALSE | 0 | FALSE | 0 | FALSE | 0 | FALSE | 0 | FALSE | 0 | FALSE | 0 | FALSE | 0 | FALSE | 0 | FALSE | 0 | TRUE | 750 | FALSE | 0 | FALSE | 0 | FALSE | 0 | FALSE | 0 | FALSE | 0 | FALSE | 0 | FALSE | 0 | FALSE | 0 | FALSE | 0 | FALSE | 0 | FALSE | 0 | FALSE | 0 | FALSE | 0 | FALSE | 0 | FALSE | 0 | FALSE | 0 | FALSE | 0 | FALSE | 0 | FALSE | 0 | FALSE | 0
50 |  | 0 | 625 | FALSE | 0 | FALSE | 0 | FALSE | 0 | FALSE | 0 | FALSE | 0 | FALSE | 0 | FALSE | 0 | FALSE | 0 | FALSE | 0 | FALSE | 0 | FALSE | 0 | FALSE | 0 | FALSE | 0 | FALSE | 0 | FALSE | 0 | FALSE | 0 | FALSE | 0 | FALSE | 0 | FALSE | 0 | FALSE | 0 | FALSE | 0 | FALSE | 0 | FALSE | 0 | FALSE | 0 | FALSE | 0 | FALSE | 0 | FALSE | 0 | FALSE | 0 | FALSE | 0 | FALSE | 0 | TRUE | 750 | FALSE | 0 | FALSE | 0 | FALSE | 0 | FALSE | 0 | FALSE | 0 | FALSE | 0 | FALSE | 0 | FALSE | 0 | FALSE | 0 | FALSE | 0 | FALSE | 0 | FALSE | 0 | FALSE | 0 | FALSE | 0 | FALSE | 0 | FALSE | 0 | FALSE | 0 | FALSE | 0 | FALSE | 0 | FALSE | 0
50 |  | 0 | 624 | FALSE | 0 | FALSE | 0 | FALSE | 0 | FALSE | 0 | FALSE | 0 | FALSE | 0 | FALSE | 0 | FALSE | 0 | FALSE | 0 | FALSE | 0 | FALSE | 0 | FALSE | 0 | FALSE | 0 | FALSE | 0 | FALSE | 0 | FALSE | 0 | FALSE | 0 | FALSE | 0 | FALSE | 0 | FALSE | 0 | FALSE | 0 | FALSE | 0 | FALSE | 0 | FALSE | 0 | FALSE | 0 | FALSE | 0 | FALSE | 0 | FALSE | 0 | FALSE | 0 | FALSE | 0 | TRUE | 750 | FALSE | 0 | FALSE | 0 | FALSE | 0 | FALSE | 0 | FALSE | 0 | FALSE | 0 | FALSE | 0 | FALSE | 0 | FALSE | 0 | FALSE | 0 | FALSE | 0 | FALSE | 0 | FALSE | 0 | FALSE | 0 | FALSE | 0 | FALSE | 0 | FALSE | 0 | FALSE | 0 | FALSE | 0 | FALSE | 0
50 |  | 0 | 623 | FALSE | 0 | FALSE | 0 | FALSE | 0 | FALSE | 0 | FALSE | 0 | FALSE | 0 | FALSE | 0 | FALSE | 0 | FALSE | 0 | FALSE | 0 | FALSE | 0 | FALSE | 0 | FALSE | 0 | FALSE | 0 | FALSE | 0 | FALSE | 0 | FALSE | 0 | FALSE | 0 | FALSE | 0 | FALSE | 0 | FALSE | 0 | FALSE | 0 | FALSE | 0 | FALSE | 0 | FALSE | 0 | FALSE | 0 | FALSE | 0 | FALSE | 0 | FALSE | 0 | FALSE | 0 | TRUE | 750 | FALSE | 0 | FALSE | 0 | FALSE | 0 | FALSE | 0 | FALSE | 0 | FALSE | 0 | FALSE | 0 | FALSE | 0 | FALSE | 0 | FALSE | 0 | FALSE | 0 | FALSE | 0 | FALSE | 0 | FALSE | 0 | FALSE | 0 | FALSE | 0 | FALSE | 0 | FALSE | 0 | FALSE | 0 | FALSE | 0
50 |  | 0 | 622 | FALSE | 0 | FALSE | 0 | FALSE | 0 | FALSE | 0 | FALSE | 0 | FALSE | 0 | FALSE | 0 | FALSE | 0 | FALSE | 0 | FALSE | 0 | FALSE | 0 | FALSE | 0 | FALSE | 0 | FALSE | 0 | FALSE | 0 | FALSE | 0 | FALSE | 0 | FALSE | 0 | FALSE | 0 | FALSE | 0 | FALSE | 0 | FALSE | 0 | FALSE | 0 | FALSE | 0 | FALSE | 0 | FALSE | 0 | FALSE | 0 | FALSE | 0 | FALSE | 0 | FALSE | 0 | TRUE | 750 | FALSE | 0 | FALSE | 0 | FALSE | 0 | FALSE | 0 | FALSE | 0 | FALSE | 0 | FALSE | 0 | FALSE | 0 | FALSE | 0 | FALSE | 0 | FALSE | 0 | FALSE | 0 | FALSE | 0 | FALSE | 0 | FALSE | 0 | FALSE | 0 | FALSE | 0 | FALSE | 0 | FALSE | 0 | FALSE | 0
50 |  | 0 | 621 | FALSE | 0 | FALSE | 0 | FALSE | 0 | FALSE | 0 | FALSE | 0 | FALSE | 0 | FALSE | 0 | FALSE | 0 | FALSE | 0 | FALSE | 0 | FALSE | 0 | FALSE | 0 | FALSE | 0 | FALSE | 0 | FALSE | 0 | FALSE | 0 | FALSE | 0 | FALSE | 0 | FALSE | 0 | FALSE | 0 | FALSE | 0 | FALSE | 0 | FALSE | 0 | FALSE | 0 | FALSE | 0 | FALSE | 0 | FALSE | 0 | FALSE | 0 | FALSE | 0 | FALSE | 0 | TRUE | 750 | FALSE | 0 | FALSE | 0 | FALSE | 0 | FALSE | 0 | FALSE | 0 | FALSE | 0 | FALSE | 0 | FALSE | 0 | FALSE | 0 | FALSE | 0 | FALSE | 0 | FALSE | 0 | FALSE | 0 | FALSE | 0 | FALSE | 0 | FALSE | 0 | FALSE | 0 | FALSE | 0 | FALSE | 0 | FALSE | 0
50 |  | 0 | 620 | FALSE | 0 | FALSE | 0 | FALSE | 0 | FALSE | 0 | FALSE | 0 | FALSE | 0 | FALSE | 0 | FALSE | 0 | FALSE | 0 | FALSE | 0 | FALSE | 0 | FALSE | 0 | FALSE | 0 | FALSE | 0 | FALSE | 0 | FALSE | 0 | FALSE | 0 | FALSE | 0 | FALSE | 0 | FALSE | 0 | FALSE | 0 | FALSE | 0 | FALSE | 0 | FALSE | 0 | FALSE | 0 | FALSE | 0 | FALSE | 0 | FALSE | 0 | FALSE | 0 | FALSE | 0 | TRUE | 750 | FALSE | 0 | FALSE | 0 | FALSE | 0 | FALSE | 0 | FALSE | 0 | FALSE | 0 | FALSE | 0 | FALSE | 0 | FALSE | 0 | FALSE | 0 | FALSE | 0 | FALSE | 0 | FALSE | 0 | FALSE | 0 | FALSE | 0 | FALSE | 0 | FALSE | 0 | FALSE | 0 | FALSE | 0 | FALSE | 0
50 |  | 0 | 619 | FALSE | 0 | FALSE | 0 | FALSE | 0 | FALSE | 0 | FALSE | 0 | FALSE | 0 | FALSE | 0 | FALSE | 0 | FALSE | 0 | FALSE | 0 | FALSE | 0 | FALSE | 0 | FALSE | 0 | FALSE | 0 | FALSE | 0 | FALSE | 0 | FALSE | 0 | FALSE | 0 | FALSE | 0 | FALSE | 0 | FALSE | 0 | FALSE | 0 | FALSE | 0 | FALSE | 0 | FALSE | 0 | FALSE | 0 | FALSE | 0 | FALSE | 0 | FALSE | 0 | FALSE | 0 | TRUE | 750 | FALSE | 0 | FALSE | 0 | FALSE | 0 | FALSE | 0 | FALSE | 0 | FALSE | 0 | FALSE | 0 | FALSE | 0 | FALSE | 0 | FALSE | 0 | FALSE | 0 | FALSE | 0 | FALSE | 0 | FALSE | 0 | FALSE | 0 | FALSE | 0 | FALSE | 0 | FALSE | 0 | FALSE | 0 | FALSE | 0
50 |  | 0 | 618 | FALSE | 0 | FALSE | 0 | FALSE | 0 | FALSE | 0 | FALSE | 0 | FALSE | 0 | FALSE | 0 | FALSE | 0 | FALSE | 0 | FALSE | 0 | FALSE | 0 | FALSE | 0 | FALSE | 0 | FALSE | 0 | FALSE | 0 | FALSE | 0 | FALSE | 0 | FALSE | 0 | FALSE | 0 | FALSE | 0 | FALSE | 0 | FALSE | 0 | FALSE | 0 | FALSE | 0 | FALSE | 0 | FALSE | 0 | FALSE | 0 | FALSE | 0 | FALSE | 0 | FALSE | 0 | TRUE | 750 | FALSE | 0 | FALSE | 0 | FALSE | 0 | FALSE | 0 | FALSE | 0 | FALSE | 0 | FALSE | 0 | FALSE | 0 | FALSE | 0 | FALSE | 0 | FALSE | 0 | FALSE | 0 | FALSE | 0 | FALSE | 0 | FALSE | 0 | FALSE | 0 | FALSE | 0 | FALSE | 0 | FALSE | 0 | FALSE | 0
50 |  | 0 | 617 | FALSE | 0 | FALSE | 0 | FALSE | 0 | FALSE | 0 | FALSE | 0 | FALSE | 0 | FALSE | 0 | FALSE | 0 | FALSE | 0 | FALSE | 0 | FALSE | 0 | FALSE | 0 | FALSE | 0 | FALSE | 0 | FALSE | 0 | FALSE | 0 | FALSE | 0 | FALSE | 0 | FALSE | 0 | FALSE | 0 | FALSE | 0 | FALSE | 0 | FALSE | 0 | FALSE | 0 | FALSE | 0 | FALSE | 0 | FALSE | 0 | FALSE | 0 | FALSE | 0 | FALSE | 0 | TRUE | 750 | FALSE | 0 | FALSE | 0 | FALSE | 0 | FALSE | 0 | FALSE | 0 | FALSE | 0 | FALSE | 0 | FALSE | 0 | FALSE | 0 | FALSE | 0 | FALSE | 0 | FALSE | 0 | FALSE | 0 | FALSE | 0 | FALSE | 0 | FALSE | 0 | FALSE | 0 | FALSE | 0 | FALSE | 0 | FALSE | 0
50 |  | 0 | 616 | FALSE | 0 | FALSE | 0 | FALSE | 0 | FALSE | 0 | FALSE | 0 | FALSE | 0 | FALSE | 0 | FALSE | 0 | FALSE | 0 | FALSE | 0 | FALSE | 0 | FALSE | 0 | FALSE | 0 | FALSE | 0 | FALSE | 0 | FALSE | 0 | FALSE | 0 | FALSE | 0 | FALSE | 0 | FALSE | 0 | FALSE | 0 | FALSE | 0 | FALSE | 0 | FALSE | 0 | FALSE | 0 | FALSE | 0 | FALSE | 0 | FALSE | 0 | FALSE | 0 | FALSE | 0 | TRUE | 750 | FALSE | 0 | FALSE | 0 | FALSE | 0 | FALSE | 0 | FALSE | 0 | FALSE | 0 | FALSE | 0 | FALSE | 0 | FALSE | 0 | FALSE | 0 | FALSE | 0 | FALSE | 0 | FALSE | 0 | FALSE | 0 | FALSE | 0 | FALSE | 0 | FALSE | 0 | FALSE | 0 | FALSE | 0 | FALSE | 0
50 |  | 0 | 615 | FALSE | 0 | FALSE | 0 | FALSE | 0 | FALSE | 0 | FALSE | 0 | FALSE | 0 | FALSE | 0 | FALSE | 0 | FALSE | 0 | FALSE | 0 | FALSE | 0 | FALSE | 0 | FALSE | 0 | FALSE | 0 | FALSE | 0 | FALSE | 0 | FALSE | 0 | FALSE | 0 | FALSE | 0 | FALSE | 0 | FALSE | 0 | FALSE | 0 | FALSE | 0 | FALSE | 0 | FALSE | 0 | FALSE | 0 | FALSE | 0 | FALSE | 0 | FALSE | 0 | FALSE | 0 | TRUE | 750 | FALSE | 0 | FALSE | 0 | FALSE | 0 | FALSE | 0 | FALSE | 0 | FALSE | 0 | FALSE | 0 | FALSE | 0 | FALSE | 0 | FALSE | 0 | FALSE | 0 | FALSE | 0 | FALSE | 0 | FALSE | 0 | FALSE | 0 | FALSE | 0 | FALSE | 0 | FALSE | 0 | FALSE | 0 | FALSE | 0
50 |  | 0 | 614 | FALSE | 0 | FALSE | 0 | FALSE | 0 | FALSE | 0 | FALSE | 0 | FALSE | 0 | FALSE | 0 | FALSE | 0 | FALSE | 0 | FALSE | 0 | FALSE | 0 | FALSE | 0 | FALSE | 0 | FALSE | 0 | FALSE | 0 | FALSE | 0 | FALSE | 0 | FALSE | 0 | FALSE | 0 | FALSE | 0 | FALSE | 0 | FALSE | 0 | FALSE | 0 | FALSE | 0 | FALSE | 0 | FALSE | 0 | FALSE | 0 | FALSE | 0 | FALSE | 0 | FALSE | 0 | TRUE | 750 | FALSE | 0 | FALSE | 0 | FALSE | 0 | FALSE | 0 | FALSE | 0 | FALSE | 0 | FALSE | 0 | FALSE | 0 | FALSE | 0 | FALSE | 0 | FALSE | 0 | FALSE | 0 | FALSE | 0 | FALSE | 0 | FALSE | 0 | FALSE | 0 | FALSE | 0 | FALSE | 0 | FALSE | 0 | FALSE | 0
50 |  | 0 | 613 | FALSE | 0 | FALSE | 0 | FALSE | 0 | FALSE | 0 | FALSE | 0 | FALSE | 0 | FALSE | 0 | FALSE | 0 | FALSE | 0 | FALSE | 0 | FALSE | 0 | FALSE | 0 | FALSE | 0 | FALSE | 0 | FALSE | 0 | FALSE | 0 | FALSE | 0 | FALSE | 0 | FALSE | 0 | FALSE | 0 | FALSE | 0 | FALSE | 0 | FALSE | 0 | FALSE | 0 | FALSE | 0 | FALSE | 0 | FALSE | 0 | FALSE | 0 | FALSE | 0 | FALSE | 0 | TRUE | 750 | FALSE | 0 | FALSE | 0 | FALSE | 0 | FALSE | 0 | FALSE | 0 | FALSE | 0 | FALSE | 0 | FALSE | 0 | FALSE | 0 | FALSE | 0 | FALSE | 0 | FALSE | 0 | FALSE | 0 | FALSE | 0 | FALSE | 0 | FALSE | 0 | FALSE | 0 | FALSE | 0 | FALSE | 0 | FALSE | 0
50 |  | 0 | 612 | FALSE | 0 | FALSE | 0 | FALSE | 0 | FALSE | 0 | FALSE | 0 | FALSE | 0 | FALSE | 0 | FALSE | 0 | FALSE | 0 | FALSE | 0 | FALSE | 0 | FALSE | 0 | FALSE | 0 | FALSE | 0 | FALSE | 0 | FALSE | 0 | FALSE | 0 | FALSE | 0 | FALSE | 0 | FALSE | 0 | FALSE | 0 | FALSE | 0 | FALSE | 0 | FALSE | 0 | FALSE | 0 | FALSE | 0 | FALSE | 0 | FALSE | 0 | FALSE | 0 | FALSE | 0 | TRUE | 750 | FALSE | 0 | FALSE | 0 | FALSE | 0 | FALSE | 0 | FALSE | 0 | FALSE | 0 | FALSE | 0 | FALSE | 0 | FALSE | 0 | FALSE | 0 | FALSE | 0 | FALSE | 0 | FALSE | 0 | FALSE | 0 | FALSE | 0 | FALSE | 0 | FALSE | 0 | FALSE | 0 | FALSE | 0 | FALSE | 0
50 |  | 0 | 611 | FALSE | 0 | FALSE | 0 | FALSE | 0 | FALSE | 0 | FALSE | 0 | FALSE | 0 | FALSE | 0 | FALSE | 0 | FALSE | 0 | FALSE | 0 | FALSE | 0 | FALSE | 0 | FALSE | 0 | FALSE | 0 | FALSE | 0 | FALSE | 0 | FALSE | 0 | FALSE | 0 | FALSE | 0 | FALSE | 0 | FALSE | 0 | FALSE | 0 | FALSE | 0 | FALSE | 0 | FALSE | 0 | FALSE | 0 | FALSE | 0 | FALSE | 0 | FALSE | 0 | FALSE | 0 | TRUE | 750 | FALSE | 0 | FALSE | 0 | FALSE | 0 | FALSE | 0 | FALSE | 0 | FALSE | 0 | FALSE | 0 | FALSE | 0 | FALSE | 0 | FALSE | 0 | FALSE | 0 | FALSE | 0 | FALSE | 0 | FALSE | 0 | FALSE | 0 | FALSE | 0 | FALSE | 0 | FALSE | 0 | FALSE | 0 | FALSE | 0
50 |  | 0 | 610 | FALSE | 0 | FALSE | 0 | FALSE | 0 | FALSE | 0 | FALSE | 0 | FALSE | 0 | FALSE | 0 | FALSE | 0 | FALSE | 0 | FALSE | 0 | FALSE | 0 | FALSE | 0 | FALSE | 0 | FALSE | 0 | FALSE | 0 | FALSE | 0 | FALSE | 0 | FALSE | 0 | FALSE | 0 | FALSE | 0 | FALSE | 0 | FALSE | 0 | FALSE | 0 | FALSE | 0 | FALSE | 0 | FALSE | 0 | FALSE | 0 | FALSE | 0 | FALSE | 0 | FALSE | 0 | TRUE | 750 | FALSE | 0 | FALSE | 0 | FALSE | 0 | FALSE | 0 | FALSE | 0 | FALSE | 0 | FALSE | 0 | FALSE | 0 | FALSE | 0 | FALSE | 0 | FALSE | 0 | FALSE | 0 | FALSE | 0 | FALSE | 0 | FALSE | 0 | FALSE | 0 | FALSE | 0 | FALSE | 0 | FALSE | 0 | FALSE | 0
50 |  | 0 | 609 | FALSE | 0 | FALSE | 0 | FALSE | 0 | FALSE | 0 | FALSE | 0 | FALSE | 0 | FALSE | 0 | FALSE | 0 | FALSE | 0 | FALSE | 0 | FALSE | 0 | FALSE | 0 | FALSE | 0 | FALSE | 0 | FALSE | 0 | FALSE | 0 | FALSE | 0 | FALSE | 0 | FALSE | 0 | FALSE | 0 | FALSE | 0 | FALSE | 0 | FALSE | 0 | FALSE | 0 | FALSE | 0 | FALSE | 0 | FALSE | 0 | FALSE | 0 | FALSE | 0 | FALSE | 0 | TRUE | 750 | FALSE | 0 | FALSE | 0 | FALSE | 0 | FALSE | 0 | FALSE | 0 | FALSE | 0 | FALSE | 0 | FALSE | 0 | FALSE | 0 | FALSE | 0 | FALSE | 0 | FALSE | 0 | FALSE | 0 | FALSE | 0 | FALSE | 0 | FALSE | 0 | FALSE | 0 | FALSE | 0 | FALSE | 0 | FALSE | 0
50 |  | 0 | 608 | FALSE | 0 | FALSE | 0 | FALSE | 0 | FALSE | 0 | FALSE | 0 | FALSE | 0 | FALSE | 0 | FALSE | 0 | FALSE | 0 | FALSE | 0 | FALSE | 0 | FALSE | 0 | FALSE | 0 | FALSE | 0 | FALSE | 0 | FALSE | 0 | FALSE | 0 | FALSE | 0 | FALSE | 0 | FALSE | 0 | FALSE | 0 | FALSE | 0 | FALSE | 0 | FALSE | 0 | FALSE | 0 | FALSE | 0 | FALSE | 0 | FALSE | 0 | FALSE | 0 | FALSE | 0 | TRUE | 600 | FALSE | 0 | FALSE | 0 | FALSE | 0 | FALSE | 0 | FALSE | 0 | FALSE | 0 | FALSE | 0 | FALSE | 0 | FALSE | 0 | FALSE | 0 | FALSE | 0 | FALSE | 0 | FALSE | 0 | FALSE | 0 | FALSE | 0 | FALSE | 0 | FALSE | 0 | FALSE | 0 | FALSE | 0 | FALSE | 0
50 |  | 0 | 607 | FALSE | 0 | FALSE | 0 | FALSE | 0 | FALSE | 0 | FALSE | 0 | FALSE | 0 | FALSE | 0 | FALSE | 0 | FALSE | 0 | FALSE | 0 | FALSE | 0 | FALSE | 0 | FALSE | 0 | FALSE | 0 | FALSE | 0 | FALSE | 0 | FALSE | 0 | FALSE | 0 | FALSE | 0 | FALSE | 0 | FALSE | 0 | FALSE | 0 | FALSE | 0 | FALSE | 0 | FALSE | 0 | FALSE | 0 | FALSE | 0 | FALSE | 0 | FALSE | 0 | FALSE | 0 | TRUE | 600 | FALSE | 0 | FALSE | 0 | FALSE | 0 | FALSE | 0 | FALSE | 0 | FALSE | 0 | FALSE | 0 | FALSE | 0 | FALSE | 0 | FALSE | 0 | FALSE | 0 | FALSE | 0 | FALSE | 0 | FALSE | 0 | FALSE | 0 | FALSE | 0 | FALSE | 0 | FALSE | 0 | FALSE | 0 | FALSE | 0
50 |  | 0 | 606 | FALSE | 0 | FALSE | 0 | FALSE | 0 | FALSE | 0 | FALSE | 0 | FALSE | 0 | FALSE | 0 | FALSE | 0 | FALSE | 0 | FALSE | 0 | FALSE | 0 | FALSE | 0 | FALSE | 0 | FALSE | 0 | FALSE | 0 | FALSE | 0 | FALSE | 0 | FALSE | 0 | FALSE | 0 | FALSE | 0 | FALSE | 0 | FALSE | 0 | FALSE | 0 | FALSE | 0 | FALSE | 0 | FALSE | 0 | FALSE | 0 | FALSE | 0 | FALSE | 0 | FALSE | 0 | TRUE | 600 | FALSE | 0 | FALSE | 0 | FALSE | 0 | FALSE | 0 | FALSE | 0 | FALSE | 0 | FALSE | 0 | FALSE | 0 | FALSE | 0 | FALSE | 0 | FALSE | 0 | FALSE | 0 | FALSE | 0 | FALSE | 0 | FALSE | 0 | FALSE | 0 | FALSE | 0 | FALSE | 0 | FALSE | 0 | FALSE | 0
50 |  | 0 | 605 | FALSE | 0 | FALSE | 0 | FALSE | 0 | FALSE | 0 | FALSE | 0 | FALSE | 0 | FALSE | 0 | FALSE | 0 | FALSE | 0 | FALSE | 0 | FALSE | 0 | FALSE | 0 | FALSE | 0 | FALSE | 0 | FALSE | 0 | FALSE | 0 | FALSE | 0 | FALSE | 0 | FALSE | 0 | FALSE | 0 | FALSE | 0 | FALSE | 0 | FALSE | 0 | FALSE | 0 | FALSE | 0 | FALSE | 0 | FALSE | 0 | FALSE | 0 | FALSE | 0 | FALSE | 0 | TRUE | 600 | FALSE | 0 | FALSE | 0 | FALSE | 0 | FALSE | 0 | FALSE | 0 | FALSE | 0 | FALSE | 0 | FALSE | 0 | FALSE | 0 | FALSE | 0 | FALSE | 0 | FALSE | 0 | FALSE | 0 | FALSE | 0 | FALSE | 0 | FALSE | 0 | FALSE | 0 | FALSE | 0 | FALSE | 0 | FALSE | 0
50 |  | 0 | 604 | FALSE | 0 | FALSE | 0 | FALSE | 0 | FALSE | 0 | FALSE | 0 | FALSE | 0 | FALSE | 0 | FALSE | 0 | FALSE | 0 | FALSE | 0 | FALSE | 0 | FALSE | 0 | FALSE | 0 | FALSE | 0 | FALSE | 0 | FALSE | 0 | FALSE | 0 | FALSE | 0 | FALSE | 0 | FALSE | 0 | FALSE | 0 | FALSE | 0 | FALSE | 0 | FALSE | 0 | FALSE | 0 | FALSE | 0 | FALSE | 0 | FALSE | 0 | FALSE | 0 | FALSE | 0 | TRUE | 600 | FALSE | 0 | FALSE | 0 | FALSE | 0 | FALSE | 0 | FALSE | 0 | FALSE | 0 | FALSE | 0 | FALSE | 0 | FALSE | 0 | FALSE | 0 | FALSE | 0 | FALSE | 0 | FALSE | 0 | FALSE | 0 | FALSE | 0 | FALSE | 0 | FALSE | 0 | FALSE | 0 | FALSE | 0 | FALSE | 0
50 |  | 0 | 603 | FALSE | 0 | FALSE | 0 | FALSE | 0 | FALSE | 0 | FALSE | 0 | FALSE | 0 | FALSE | 0 | FALSE | 0 | FALSE | 0 | FALSE | 0 | FALSE | 0 | FALSE | 0 | FALSE | 0 | FALSE | 0 | FALSE | 0 | FALSE | 0 | FALSE | 0 | FALSE | 0 | FALSE | 0 | FALSE | 0 | FALSE | 0 | FALSE | 0 | FALSE | 0 | FALSE | 0 | FALSE | 0 | FALSE | 0 | FALSE | 0 | FALSE | 0 | FALSE | 0 | FALSE | 0 | TRUE | 600 | FALSE | 0 | FALSE | 0 | FALSE | 0 | FALSE | 0 | FALSE | 0 | FALSE | 0 | FALSE | 0 | FALSE | 0 | FALSE | 0 | FALSE | 0 | FALSE | 0 | FALSE | 0 | FALSE | 0 | FALSE | 0 | FALSE | 0 | FALSE | 0 | FALSE | 0 | FALSE | 0 | FALSE | 0 | FALSE | 0
50 |  | 0 | 602 | FALSE | 0 | FALSE | 0 | FALSE | 0 | FALSE | 0 | FALSE | 0 | FALSE | 0 | FALSE | 0 | FALSE | 0 | FALSE | 0 | FALSE | 0 | FALSE | 0 | FALSE | 0 | FALSE | 0 | FALSE | 0 | FALSE | 0 | FALSE | 0 | FALSE | 0 | FALSE | 0 | FALSE | 0 | FALSE | 0 | FALSE | 0 | FALSE | 0 | FALSE | 0 | FALSE | 0 | FALSE | 0 | FALSE | 0 | FALSE | 0 | FALSE | 0 | FALSE | 0 | FALSE | 0 | TRUE | 600 | FALSE | 0 | FALSE | 0 | FALSE | 0 | FALSE | 0 | FALSE | 0 | FALSE | 0 | FALSE | 0 | FALSE | 0 | FALSE | 0 | FALSE | 0 | FALSE | 0 | FALSE | 0 | FALSE | 0 | FALSE | 0 | FALSE | 0 | FALSE | 0 | FALSE | 0 | FALSE | 0 | FALSE | 0 | FALSE | 0
50 |  | 0 | 601 | FALSE | 0 | FALSE | 0 | FALSE | 0 | FALSE | 0 | FALSE | 0 | FALSE | 0 | FALSE | 0 | FALSE | 0 | FALSE | 0 | FALSE | 0 | FALSE | 0 | FALSE | 0 | FALSE | 0 | FALSE | 0 | FALSE | 0 | FALSE | 0 | FALSE | 0 | FALSE | 0 | FALSE | 0 | FALSE | 0 | FALSE | 0 | FALSE | 0 | FALSE | 0 | FALSE | 0 | FALSE | 0 | FALSE | 0 | FALSE | 0 | FALSE | 0 | FALSE | 0 | FALSE | 0 | TRUE | 600 | FALSE | 0 | FALSE | 0 | FALSE | 0 | FALSE | 0 | FALSE | 0 | FALSE | 0 | FALSE | 0 | FALSE | 0 | FALSE | 0 | FALSE | 0 | FALSE | 0 | FALSE | 0 | FALSE | 0 | FALSE | 0 | FALSE | 0 | FALSE | 0 | FALSE | 0 | FALSE | 0 | FALSE | 0 | FALSE | 0
50 |  | 0 | 600 | FALSE | 0 | FALSE | 0 | FALSE | 0 | FALSE | 0 | FALSE | 0 | FALSE | 0 | FALSE | 0 | FALSE | 0 | FALSE | 0 | FALSE | 0 | FALSE | 0 | FALSE | 0 | FALSE | 0 | FALSE | 0 | FALSE | 0 | FALSE | 0 | FALSE | 0 | FALSE | 0 | FALSE | 0 | FALSE | 0 | FALSE | 0 | FALSE | 0 | FALSE | 0 | FALSE | 0 | FALSE | 0 | FALSE | 0 | FALSE | 0 | FALSE | 0 | FALSE | 0 | FALSE | 0 | TRUE | 600 | FALSE | 0 | FALSE | 0 | FALSE | 0 | FALSE | 0 | FALSE | 0 | FALSE | 0 | FALSE | 0 | FALSE | 0 | FALSE | 0 | FALSE | 0 | FALSE | 0 | FALSE | 0 | FALSE | 0 | FALSE | 0 | FALSE | 0 | FALSE | 0 | FALSE | 0 | FALSE | 0 | FALSE | 0 | FALSE | 0
50 |  | 0 | 599 | FALSE | 0 | FALSE | 0 | FALSE | 0 | FALSE | 0 | FALSE | 0 | FALSE | 0 | FALSE | 0 | FALSE | 0 | FALSE | 0 | FALSE | 0 | FALSE | 0 | FALSE | 0 | FALSE | 0 | FALSE | 0 | FALSE | 0 | FALSE | 0 | FALSE | 0 | FALSE | 0 | FALSE | 0 | FALSE | 0 | FALSE | 0 | FALSE | 0 | FALSE | 0 | FALSE | 0 | FALSE | 0 | FALSE | 0 | FALSE | 0 | FALSE | 0 | FALSE | 0 | FALSE | 0 | TRUE | 600 | FALSE | 0 | FALSE | 0 | FALSE | 0 | FALSE | 0 | FALSE | 0 | FALSE | 0 | FALSE | 0 | FALSE | 0 | FALSE | 0 | FALSE | 0 | FALSE | 0 | FALSE | 0 | FALSE | 0 | FALSE | 0 | FALSE | 0 | FALSE | 0 | FALSE | 0 | FALSE | 0 | FALSE | 0 | FALSE | 0
50 |  | 0 | 598 | FALSE | 0 | FALSE | 0 | FALSE | 0 | FALSE | 0 | FALSE | 0 | FALSE | 0 | FALSE | 0 | FALSE | 0 | FALSE | 0 | FALSE | 0 | FALSE | 0 | FALSE | 0 | FALSE | 0 | FALSE | 0 | FALSE | 0 | FALSE | 0 | FALSE | 0 | FALSE | 0 | FALSE | 0 | FALSE | 0 | FALSE | 0 | FALSE | 0 | FALSE | 0 | FALSE | 0 | FALSE | 0 | FALSE | 0 | FALSE | 0 | FALSE | 0 | FALSE | 0 | FALSE | 0 | TRUE | 600 | FALSE | 0 | FALSE | 0 | FALSE | 0 | FALSE | 0 | FALSE | 0 | FALSE | 0 | FALSE | 0 | FALSE | 0 | FALSE | 0 | FALSE | 0 | FALSE | 0 | FALSE | 0 | FALSE | 0 | FALSE | 0 | FALSE | 0 | FALSE | 0 | FALSE | 0 | FALSE | 0 | FALSE | 0 | FALSE | 0
50 |  | 0 | 597 | FALSE | 0 | FALSE | 0 | FALSE | 0 | FALSE | 0 | FALSE | 0 | FALSE | 0 | FALSE | 0 | FALSE | 0 | FALSE | 0 | FALSE | 0 | FALSE | 0 | FALSE | 0 | FALSE | 0 | FALSE | 0 | FALSE | 0 | FALSE | 0 | FALSE | 0 | FALSE | 0 | FALSE | 0 | FALSE | 0 | FALSE | 0 | FALSE | 0 | FALSE | 0 | FALSE | 0 | FALSE | 0 | FALSE | 0 | FALSE | 0 | FALSE | 0 | FALSE | 0 | FALSE | 0 | TRUE | 600 | FALSE | 0 | FALSE | 0 | FALSE | 0 | FALSE | 0 | FALSE | 0 | FALSE | 0 | FALSE | 0 | FALSE | 0 | FALSE | 0 | FALSE | 0 | FALSE | 0 | FALSE | 0 | FALSE | 0 | FALSE | 0 | FALSE | 0 | FALSE | 0 | FALSE | 0 | FALSE | 0 | FALSE | 0 | FALSE | 0
50 |  | 0 | 596 | FALSE | 0 | FALSE | 0 | FALSE | 0 | FALSE | 0 | FALSE | 0 | FALSE | 0 | FALSE | 0 | FALSE | 0 | FALSE | 0 | FALSE | 0 | FALSE | 0 | FALSE | 0 | FALSE | 0 | FALSE | 0 | FALSE | 0 | FALSE | 0 | FALSE | 0 | FALSE | 0 | FALSE | 0 | FALSE | 0 | FALSE | 0 | FALSE | 0 | FALSE | 0 | FALSE | 0 | FALSE | 0 | FALSE | 0 | FALSE | 0 | FALSE | 0 | FALSE | 0 | FALSE | 0 | TRUE | 600 | FALSE | 0 | FALSE | 0 | FALSE | 0 | FALSE | 0 | FALSE | 0 | FALSE | 0 | FALSE | 0 | FALSE | 0 | FALSE | 0 | FALSE | 0 | FALSE | 0 | FALSE | 0 | FALSE | 0 | FALSE | 0 | FALSE | 0 | FALSE | 0 | FALSE | 0 | FALSE | 0 | FALSE | 0 | FALSE | 0
50 |  | 0 | 595 | FALSE | 0 | FALSE | 0 | FALSE | 0 | FALSE | 0 | FALSE | 0 | FALSE | 0 | FALSE | 0 | FALSE | 0 | FALSE | 0 | FALSE | 0 | FALSE | 0 | FALSE | 0 | FALSE | 0 | FALSE | 0 | FALSE | 0 | FALSE | 0 | FALSE | 0 | FALSE | 0 | FALSE | 0 | FALSE | 0 | FALSE | 0 | FALSE | 0 | FALSE | 0 | FALSE | 0 | FALSE | 0 | FALSE | 0 | FALSE | 0 | FALSE | 0 | FALSE | 0 | FALSE | 0 | TRUE | 600 | FALSE | 0 | FALSE | 0 | FALSE | 0 | FALSE | 0 | FALSE | 0 | FALSE | 0 | FALSE | 0 | FALSE | 0 | FALSE | 0 | FALSE | 0 | FALSE | 0 | FALSE | 0 | FALSE | 0 | FALSE | 0 | FALSE | 0 | FALSE | 0 | FALSE | 0 | FALSE | 0 | FALSE | 0 | FALSE | 0
50 |  | 0 | 594 | FALSE | 0 | FALSE | 0 | FALSE | 0 | FALSE | 0 | FALSE | 0 | FALSE | 0 | FALSE | 0 | FALSE | 0 | FALSE | 0 | FALSE | 0 | FALSE | 0 | FALSE | 0 | FALSE | 0 | FALSE | 0 | FALSE | 0 | FALSE | 0 | FALSE | 0 | FALSE | 0 | FALSE | 0 | FALSE | 0 | FALSE | 0 | FALSE | 0 | FALSE | 0 | FALSE | 0 | FALSE | 0 | FALSE | 0 | FALSE | 0 | FALSE | 0 | FALSE | 0 | FALSE | 0 | TRUE | 600 | FALSE | 0 | FALSE | 0 | FALSE | 0 | FALSE | 0 | FALSE | 0 | FALSE | 0 | FALSE | 0 | FALSE | 0 | FALSE | 0 | FALSE | 0 | FALSE | 0 | FALSE | 0 | FALSE | 0 | FALSE | 0 | FALSE | 0 | FALSE | 0 | FALSE | 0 | FALSE | 0 | FALSE | 0 | FALSE | 0
50 |  | 0 | 593 | FALSE | 0 | FALSE | 0 | FALSE | 0 | FALSE | 0 | FALSE | 0 | FALSE | 0 | FALSE | 0 | FALSE | 0 | FALSE | 0 | FALSE | 0 | FALSE | 0 | FALSE | 0 | FALSE | 0 | FALSE | 0 | FALSE | 0 | FALSE | 0 | FALSE | 0 | FALSE | 0 | FALSE | 0 | FALSE | 0 | FALSE | 0 | FALSE | 0 | FALSE | 0 | FALSE | 0 | FALSE | 0 | FALSE | 0 | FALSE | 0 | FALSE | 0 | FALSE | 0 | FALSE | 0 | TRUE | 600 | FALSE | 0 | FALSE | 0 | FALSE | 0 | FALSE | 0 | FALSE | 0 | FALSE | 0 | FALSE | 0 | FALSE | 0 | FALSE | 0 | FALSE | 0 | FALSE | 0 | FALSE | 0 | FALSE | 0 | FALSE | 0 | FALSE | 0 | FALSE | 0 | FALSE | 0 | FALSE | 0 | FALSE | 0 | FALSE | 0
50 |  | 0 | 592 | FALSE | 0 | FALSE | 0 | FALSE | 0 | FALSE | 0 | FALSE | 0 | FALSE | 0 | FALSE | 0 | FALSE | 0 | FALSE | 0 | FALSE | 0 | FALSE | 0 | FALSE | 0 | FALSE | 0 | FALSE | 0 | FALSE | 0 | FALSE | 0 | FALSE | 0 | FALSE | 0 | FALSE | 0 | FALSE | 0 | FALSE | 0 | FALSE | 0 | FALSE | 0 | FALSE | 0 | FALSE | 0 | FALSE | 0 | FALSE | 0 | FALSE | 0 | FALSE | 0 | FALSE | 0 | TRUE | 600 | FALSE | 0 | FALSE | 0 | FALSE | 0 | FALSE | 0 | FALSE | 0 | FALSE | 0 | FALSE | 0 | FALSE | 0 | FALSE | 0 | FALSE | 0 | FALSE | 0 | FALSE | 0 | FALSE | 0 | FALSE | 0 | FALSE | 0 | FALSE | 0 | FALSE | 0 | FALSE | 0 | FALSE | 0 | FALSE | 0
50 |  | 0 | 591 | FALSE | 0 | FALSE | 0 | FALSE | 0 | FALSE | 0 | FALSE | 0 | FALSE | 0 | FALSE | 0 | FALSE | 0 | FALSE | 0 | FALSE | 0 | FALSE | 0 | FALSE | 0 | FALSE | 0 | FALSE | 0 | FALSE | 0 | FALSE | 0 | FALSE | 0 | FALSE | 0 | FALSE | 0 | FALSE | 0 | FALSE | 0 | FALSE | 0 | FALSE | 0 | FALSE | 0 | FALSE | 0 | FALSE | 0 | FALSE | 0 | FALSE | 0 | FALSE | 0 | FALSE | 0 | TRUE | 600 | FALSE | 0 | FALSE | 0 | FALSE | 0 | FALSE | 0 | FALSE | 0 | FALSE | 0 | FALSE | 0 | FALSE | 0 | FALSE | 0 | FALSE | 0 | FALSE | 0 | FALSE | 0 | FALSE | 0 | FALSE | 0 | FALSE | 0 | FALSE | 0 | FALSE | 0 | FALSE | 0 | FALSE | 0 | FALSE | 0
50 |  | 0 | 590 | FALSE | 0 | FALSE | 0 | FALSE | 0 | FALSE | 0 | FALSE | 0 | FALSE | 0 | FALSE | 0 | FALSE | 0 | FALSE | 0 | FALSE | 0 | FALSE | 0 | FALSE | 0 | FALSE | 0 | FALSE | 0 | FALSE | 0 | FALSE | 0 | FALSE | 0 | FALSE | 0 | FALSE | 0 | FALSE | 0 | FALSE | 0 | FALSE | 0 | FALSE | 0 | FALSE | 0 | FALSE | 0 | FALSE | 0 | FALSE | 0 | FALSE | 0 | FALSE | 0 | FALSE | 0 | TRUE | 600 | FALSE | 0 | FALSE | 0 | FALSE | 0 | FALSE | 0 | FALSE | 0 | FALSE | 0 | FALSE | 0 | FALSE | 0 | FALSE | 0 | FALSE | 0 | FALSE | 0 | FALSE | 0 | FALSE | 0 | FALSE | 0 | FALSE | 0 | FALSE | 0 | FALSE | 0 | FALSE | 0 | FALSE | 0 | FALSE | 0
50 |  | 0 | 589 | FALSE | 0 | FALSE | 0 | FALSE | 0 | FALSE | 0 | FALSE | 0 | FALSE | 0 | FALSE | 0 | FALSE | 0 | FALSE | 0 | FALSE | 0 | FALSE | 0 | FALSE | 0 | FALSE | 0 | FALSE | 0 | FALSE | 0 | FALSE | 0 | FALSE | 0 | FALSE | 0 | FALSE | 0 | FALSE | 0 | FALSE | 0 | FALSE | 0 | FALSE | 0 | FALSE | 0 | FALSE | 0 | FALSE | 0 | FALSE | 0 | FALSE | 0 | FALSE | 0 | FALSE | 0 | TRUE | 600 | FALSE | 0 | FALSE | 0 | FALSE | 0 | FALSE | 0 | FALSE | 0 | FALSE | 0 | FALSE | 0 | FALSE | 0 | FALSE | 0 | FALSE | 0 | FALSE | 0 | FALSE | 0 | FALSE | 0 | FALSE | 0 | FALSE | 0 | FALSE | 0 | FALSE | 0 | FALSE | 0 | FALSE | 0 | FALSE | 0
50 |  | 0 | 588 | FALSE | 0 | FALSE | 0 | FALSE | 0 | FALSE | 0 | FALSE | 0 | FALSE | 0 | FALSE | 0 | FALSE | 0 | FALSE | 0 | FALSE | 0 | FALSE | 0 | FALSE | 0 | FALSE | 0 | FALSE | 0 | FALSE | 0 | FALSE | 0 | FALSE | 0 | FALSE | 0 | FALSE | 0 | FALSE | 0 | FALSE | 0 | FALSE | 0 | FALSE | 0 | FALSE | 0 | FALSE | 0 | FALSE | 0 | FALSE | 0 | FALSE | 0 | FALSE | 0 | FALSE | 0 | TRUE | 600 | FALSE | 0 | FALSE | 0 | FALSE | 0 | FALSE | 0 | FALSE | 0 | FALSE | 0 | FALSE | 0 | FALSE | 0 | FALSE | 0 | FALSE | 0 | FALSE | 0 | FALSE | 0 | FALSE | 0 | FALSE | 0 | FALSE | 0 | FALSE | 0 | FALSE | 0 | FALSE | 0 | FALSE | 0 | FALSE | 0
50 |  | 0 | 587 | FALSE | 0 | FALSE | 0 | FALSE | 0 | FALSE | 0 | FALSE | 0 | FALSE | 0 | FALSE | 0 | FALSE | 0 | FALSE | 0 | FALSE | 0 | FALSE | 0 | FALSE | 0 | FALSE | 0 | FALSE | 0 | FALSE | 0 | FALSE | 0 | FALSE | 0 | FALSE | 0 | FALSE | 0 | FALSE | 0 | FALSE | 0 | FALSE | 0 | FALSE | 0 | FALSE | 0 | FALSE | 0 | FALSE | 0 | FALSE | 0 | FALSE | 0 | FALSE | 0 | FALSE | 0 | TRUE | 600 | FALSE | 0 | FALSE | 0 | FALSE | 0 | FALSE | 0 | FALSE | 0 | FALSE | 0 | FALSE | 0 | FALSE | 0 | FALSE | 0 | FALSE | 0 | FALSE | 0 | FALSE | 0 | FALSE | 0 | FALSE | 0 | FALSE | 0 | FALSE | 0 | FALSE | 0 | FALSE | 0 | FALSE | 0 | FALSE | 0
50 |  | 0 | 586 | FALSE | 0 | FALSE | 0 | FALSE | 0 | FALSE | 0 | FALSE | 0 | FALSE | 0 | FALSE | 0 | FALSE | 0 | FALSE | 0 | FALSE | 0 | FALSE | 0 | FALSE | 0 | FALSE | 0 | FALSE | 0 | FALSE | 0 | FALSE | 0 | FALSE | 0 | FALSE | 0 | FALSE | 0 | FALSE | 0 | FALSE | 0 | FALSE | 0 | FALSE | 0 | FALSE | 0 | FALSE | 0 | FALSE | 0 | FALSE | 0 | FALSE | 0 | FALSE | 0 | FALSE | 0 | TRUE | 600 | FALSE | 0 | FALSE | 0 | FALSE | 0 | FALSE | 0 | FALSE | 0 | FALSE | 0 | FALSE | 0 | FALSE | 0 | FALSE | 0 | FALSE | 0 | FALSE | 0 | FALSE | 0 | FALSE | 0 | FALSE | 0 | FALSE | 0 | FALSE | 0 | FALSE | 0 | FALSE | 0 | FALSE | 0 | FALSE | 0
50 |  | 0 | 585 | FALSE | 0 | FALSE | 0 | FALSE | 0 | FALSE | 0 | FALSE | 0 | FALSE | 0 | FALSE | 0 | FALSE | 0 | FALSE | 0 | FALSE | 0 | FALSE | 0 | FALSE | 0 | FALSE | 0 | FALSE | 0 | FALSE | 0 | FALSE | 0 | FALSE | 0 | FALSE | 0 | FALSE | 0 | FALSE | 0 | FALSE | 0 | FALSE | 0 | FALSE | 0 | FALSE | 0 | FALSE | 0 | FALSE | 0 | FALSE | 0 | FALSE | 0 | FALSE | 0 | FALSE | 0 | TRUE | 600 | FALSE | 0 | FALSE | 0 | FALSE | 0 | FALSE | 0 | FALSE | 0 | FALSE | 0 | FALSE | 0 | FALSE | 0 | FALSE | 0 | FALSE | 0 | FALSE | 0 | FALSE | 0 | FALSE | 0 | FALSE | 0 | FALSE | 0 | FALSE | 0 | FALSE | 0 | FALSE | 0 | FALSE | 0 | FALSE | 0
50 |  | 0 | 584 | FALSE | 0 | FALSE | 0 | FALSE | 0 | FALSE | 0 | FALSE | 0 | FALSE | 0 | FALSE | 0 | FALSE | 0 | FALSE | 0 | FALSE | 0 | FALSE | 0 | FALSE | 0 | FALSE | 0 | FALSE | 0 | FALSE | 0 | FALSE | 0 | FALSE | 0 | FALSE | 0 | FALSE | 0 | FALSE | 0 | FALSE | 0 | FALSE | 0 | FALSE | 0 | FALSE | 0 | FALSE | 0 | FALSE | 0 | FALSE | 0 | FALSE | 0 | FALSE | 0 | FALSE | 0 | TRUE | 600 | FALSE | 0 | FALSE | 0 | FALSE | 0 | FALSE | 0 | FALSE | 0 | FALSE | 0 | FALSE | 0 | FALSE | 0 | FALSE | 0 | FALSE | 0 | FALSE | 0 | FALSE | 0 | FALSE | 0 | FALSE | 0 | FALSE | 0 | FALSE | 0 | FALSE | 0 | FALSE | 0 | FALSE | 0 | FALSE | 0
50 |  | 0 | 583 | FALSE | 0 | FALSE | 0 | FALSE | 0 | FALSE | 0 | FALSE | 0 | FALSE | 0 | FALSE | 0 | FALSE | 0 | FALSE | 0 | FALSE | 0 | FALSE | 0 | FALSE | 0 | FALSE | 0 | FALSE | 0 | FALSE | 0 | FALSE | 0 | FALSE | 0 | FALSE | 0 | FALSE | 0 | FALSE | 0 | FALSE | 0 | FALSE | 0 | FALSE | 0 | FALSE | 0 | FALSE | 0 | FALSE | 0 | FALSE | 0 | FALSE | 0 | FALSE | 0 | FALSE | 0 | TRUE | 600 | FALSE | 0 | FALSE | 0 | FALSE | 0 | FALSE | 0 | FALSE | 0 | FALSE | 0 | FALSE | 0 | FALSE | 0 | FALSE | 0 | FALSE | 0 | FALSE | 0 | FALSE | 0 | FALSE | 0 | FALSE | 0 | FALSE | 0 | FALSE | 0 | FALSE | 0 | FALSE | 0 | FALSE | 0 | FALSE | 0
50 |  | 0 | 582 | FALSE | 0 | FALSE | 0 | FALSE | 0 | FALSE | 0 | FALSE | 0 | FALSE | 0 | FALSE | 0 | FALSE | 0 | FALSE | 0 | FALSE | 0 | FALSE | 0 | FALSE | 0 | FALSE | 0 | FALSE | 0 | FALSE | 0 | FALSE | 0 | FALSE | 0 | FALSE | 0 | FALSE | 0 | FALSE | 0 | FALSE | 0 | FALSE | 0 | FALSE | 0 | FALSE | 0 | FALSE | 0 | FALSE | 0 | FALSE | 0 | FALSE | 0 | FALSE | 0 | FALSE | 0 | TRUE | 600 | FALSE | 0 | FALSE | 0 | FALSE | 0 | FALSE | 0 | FALSE | 0 | FALSE | 0 | FALSE | 0 | FALSE | 0 | FALSE | 0 | FALSE | 0 | FALSE | 0 | FALSE | 0 | FALSE | 0 | FALSE | 0 | FALSE | 0 | FALSE | 0 | FALSE | 0 | FALSE | 0 | FALSE | 0 | FALSE | 0
50 |  | 0 | 581 | FALSE | 0 | FALSE | 0 | FALSE | 0 | FALSE | 0 | FALSE | 0 | FALSE | 0 | FALSE | 0 | FALSE | 0 | FALSE | 0 | FALSE | 0 | FALSE | 0 | FALSE | 0 | FALSE | 0 | FALSE | 0 | FALSE | 0 | FALSE | 0 | FALSE | 0 | FALSE | 0 | FALSE | 0 | FALSE | 0 | FALSE | 0 | FALSE | 0 | FALSE | 0 | FALSE | 0 | FALSE | 0 | FALSE | 0 | FALSE | 0 | FALSE | 0 | FALSE | 0 | FALSE | 0 | TRUE | 600 | FALSE | 0 | FALSE | 0 | FALSE | 0 | FALSE | 0 | FALSE | 0 | FALSE | 0 | FALSE | 0 | FALSE | 0 | FALSE | 0 | FALSE | 0 | FALSE | 0 | FALSE | 0 | FALSE | 0 | FALSE | 0 | FALSE | 0 | FALSE | 0 | FALSE | 0 | FALSE | 0 | FALSE | 0 | FALSE | 0
50 |  | 0 | 580 | FALSE | 0 | FALSE | 0 | FALSE | 0 | FALSE | 0 | FALSE | 0 | FALSE | 0 | FALSE | 0 | FALSE | 0 | FALSE | 0 | FALSE | 0 | FALSE | 0 | FALSE | 0 | FALSE | 0 | FALSE | 0 | FALSE | 0 | FALSE | 0 | FALSE | 0 | FALSE | 0 | FALSE | 0 | FALSE | 0 | FALSE | 0 | FALSE | 0 | FALSE | 0 | FALSE | 0 | FALSE | 0 | FALSE | 0 | FALSE | 0 | FALSE | 0 | FALSE | 0 | FALSE | 0 | TRUE | 600 | FALSE | 0 | FALSE | 0 | FALSE | 0 | FALSE | 0 | FALSE | 0 | FALSE | 0 | FALSE | 0 | FALSE | 0 | FALSE | 0 | FALSE | 0 | FALSE | 0 | FALSE | 0 | FALSE | 0 | FALSE | 0 | FALSE | 0 | FALSE | 0 | FALSE | 0 | FALSE | 0 | FALSE | 0 | FALSE | 0
50 |  | 0 | 579 | FALSE | 0 | FALSE | 0 | FALSE | 0 | FALSE | 0 | FALSE | 0 | FALSE | 0 | FALSE | 0 | FALSE | 0 | FALSE | 0 | FALSE | 0 | FALSE | 0 | FALSE | 0 | FALSE | 0 | FALSE | 0 | FALSE | 0 | FALSE | 0 | FALSE | 0 | FALSE | 0 | FALSE | 0 | FALSE | 0 | FALSE | 0 | FALSE | 0 | FALSE | 0 | FALSE | 0 | FALSE | 0 | FALSE | 0 | FALSE | 0 | FALSE | 0 | FALSE | 0 | FALSE | 0 | TRUE | 600 | FALSE | 0 | FALSE | 0 | FALSE | 0 | FALSE | 0 | FALSE | 0 | FALSE | 0 | FALSE | 0 | FALSE | 0 | FALSE | 0 | FALSE | 0 | FALSE | 0 | FALSE | 0 | FALSE | 0 | FALSE | 0 | FALSE | 0 | FALSE | 0 | FALSE | 0 | FALSE | 0 | FALSE | 0 | FALSE | 0
50 |  | 0 | 578 | FALSE | 0 | FALSE | 0 | FALSE | 0 | FALSE | 0 | FALSE | 0 | FALSE | 0 | FALSE | 0 | FALSE | 0 | FALSE | 0 | FALSE | 0 | FALSE | 0 | FALSE | 0 | FALSE | 0 | FALSE | 0 | FALSE | 0 | FALSE | 0 | FALSE | 0 | FALSE | 0 | FALSE | 0 | FALSE | 0 | FALSE | 0 | FALSE | 0 | FALSE | 0 | FALSE | 0 | FALSE | 0 | FALSE | 0 | FALSE | 0 | FALSE | 0 | FALSE | 0 | FALSE | 0 | TRUE | 600 | FALSE | 0 | FALSE | 0 | FALSE | 0 | FALSE | 0 | FALSE | 0 | FALSE | 0 | FALSE | 0 | FALSE | 0 | FALSE | 0 | FALSE | 0 | FALSE | 0 | FALSE | 0 | FALSE | 0 | FALSE | 0 | FALSE | 0 | FALSE | 0 | FALSE | 0 | FALSE | 0 | FALSE | 0 | FALSE | 0
50 |  | 0 | 577 | FALSE | 0 | FALSE | 0 | FALSE | 0 | FALSE | 0 | FALSE | 0 | FALSE | 0 | FALSE | 0 | FALSE | 0 | FALSE | 0 | FALSE | 0 | FALSE | 0 | FALSE | 0 | FALSE | 0 | FALSE | 0 | FALSE | 0 | FALSE | 0 | FALSE | 0 | FALSE | 0 | FALSE | 0 | FALSE | 0 | FALSE | 0 | FALSE | 0 | FALSE | 0 | FALSE | 0 | FALSE | 0 | FALSE | 0 | FALSE | 0 | FALSE | 0 | FALSE | 0 | FALSE | 0 | TRUE | 600 | FALSE | 0 | FALSE | 0 | FALSE | 0 | FALSE | 0 | FALSE | 0 | FALSE | 0 | FALSE | 0 | FALSE | 0 | FALSE | 0 | FALSE | 0 | FALSE | 0 | FALSE | 0 | FALSE | 0 | FALSE | 0 | FALSE | 0 | FALSE | 0 | FALSE | 0 | FALSE | 0 | FALSE | 0 | FALSE | 0
50 |  | 0 | 576 | FALSE | 0 | FALSE | 0 | FALSE | 0 | FALSE | 0 | FALSE | 0 | FALSE | 0 | FALSE | 0 | FALSE | 0 | FALSE | 0 | FALSE | 0 | FALSE | 0 | FALSE | 0 | FALSE | 0 | FALSE | 0 | FALSE | 0 | FALSE | 0 | FALSE | 0 | FALSE | 0 | FALSE | 0 | FALSE | 0 | FALSE | 0 | FALSE | 0 | FALSE | 0 | FALSE | 0 | FALSE | 0 | FALSE | 0 | FALSE | 0 | FALSE | 0 | FALSE | 0 | FALSE | 0 | TRUE | 600 | FALSE | 0 | FALSE | 0 | FALSE | 0 | FALSE | 0 | FALSE | 0 | FALSE | 0 | FALSE | 0 | FALSE | 0 | FALSE | 0 | FALSE | 0 | FALSE | 0 | FALSE | 0 | FALSE | 0 | FALSE | 0 | FALSE | 0 | FALSE | 0 | FALSE | 0 | FALSE | 0 | FALSE | 0 | FALSE | 0
50 |  | 0 | 575 | FALSE | 0 | FALSE | 0 | FALSE | 0 | FALSE | 0 | FALSE | 0 | FALSE | 0 | FALSE | 0 | FALSE | 0 | FALSE | 0 | FALSE | 0 | FALSE | 0 | FALSE | 0 | FALSE | 0 | FALSE | 0 | FALSE | 0 | FALSE | 0 | FALSE | 0 | FALSE | 0 | FALSE | 0 | FALSE | 0 | FALSE | 0 | FALSE | 0 | FALSE | 0 | FALSE | 0 | FALSE | 0 | FALSE | 0 | FALSE | 0 | FALSE | 0 | FALSE | 0 | FALSE | 0 | TRUE | 600 | FALSE | 0 | FALSE | 0 | FALSE | 0 | FALSE | 0 | FALSE | 0 | FALSE | 0 | FALSE | 0 | FALSE | 0 | FALSE | 0 | FALSE | 0 | FALSE | 0 | FALSE | 0 | FALSE | 0 | FALSE | 0 | FALSE | 0 | FALSE | 0 | FALSE | 0 | FALSE | 0 | FALSE | 0 | FALSE | 0
50 |  | 0 | 574 | FALSE | 0 | FALSE | 0 | FALSE | 0 | FALSE | 0 | FALSE | 0 | FALSE | 0 | FALSE | 0 | FALSE | 0 | FALSE | 0 | FALSE | 0 | FALSE | 0 | FALSE | 0 | FALSE | 0 | FALSE | 0 | FALSE | 0 | FALSE | 0 | FALSE | 0 | FALSE | 0 | FALSE | 0 | FALSE | 0 | FALSE | 0 | FALSE | 0 | FALSE | 0 | FALSE | 0 | FALSE | 0 | FALSE | 0 | FALSE | 0 | FALSE | 0 | FALSE | 0 | FALSE | 0 | TRUE | 600 | FALSE | 0 | FALSE | 0 | FALSE | 0 | FALSE | 0 | FALSE | 0 | FALSE | 0 | FALSE | 0 | FALSE | 0 | FALSE | 0 | FALSE | 0 | FALSE | 0 | FALSE | 0 | FALSE | 0 | FALSE | 0 | FALSE | 0 | FALSE | 0 | FALSE | 0 | FALSE | 0 | FALSE | 0 | FALSE | 0
50 |  | 0 | 573 | FALSE | 0 | FALSE | 0 | FALSE | 0 | FALSE | 0 | FALSE | 0 | FALSE | 0 | FALSE | 0 | FALSE | 0 | FALSE | 0 | FALSE | 0 | FALSE | 0 | FALSE | 0 | FALSE | 0 | FALSE | 0 | FALSE | 0 | FALSE | 0 | FALSE | 0 | FALSE | 0 | FALSE | 0 | FALSE | 0 | FALSE | 0 | FALSE | 0 | FALSE | 0 | FALSE | 0 | FALSE | 0 | FALSE | 0 | FALSE | 0 | FALSE | 0 | FALSE | 0 | FALSE | 0 | TRUE | 600 | FALSE | 0 | FALSE | 0 | FALSE | 0 | FALSE | 0 | FALSE | 0 | FALSE | 0 | FALSE | 0 | FALSE | 0 | FALSE | 0 | FALSE | 0 | FALSE | 0 | FALSE | 0 | FALSE | 0 | FALSE | 0 | FALSE | 0 | FALSE | 0 | FALSE | 0 | FALSE | 0 | FALSE | 0 | FALSE | 0
50 |  | 0 | 572 | FALSE | 0 | FALSE | 0 | FALSE | 0 | FALSE | 0 | FALSE | 0 | FALSE | 0 | FALSE | 0 | FALSE | 0 | FALSE | 0 | FALSE | 0 | FALSE | 0 | FALSE | 0 | FALSE | 0 | FALSE | 0 | FALSE | 0 | FALSE | 0 | FALSE | 0 | FALSE | 0 | FALSE | 0 | FALSE | 0 | FALSE | 0 | FALSE | 0 | FALSE | 0 | FALSE | 0 | FALSE | 0 | FALSE | 0 | FALSE | 0 | FALSE | 0 | FALSE | 0 | FALSE | 0 | TRUE | 600 | FALSE | 0 | FALSE | 0 | FALSE | 0 | FALSE | 0 | FALSE | 0 | FALSE | 0 | FALSE | 0 | FALSE | 0 | FALSE | 0 | FALSE | 0 | FALSE | 0 | FALSE | 0 | FALSE | 0 | FALSE | 0 | FALSE | 0 | FALSE | 0 | FALSE | 0 | FALSE | 0 | FALSE | 0 | FALSE | 0
50 |  | 0 | 571 | FALSE | 0 | FALSE | 0 | FALSE | 0 | FALSE | 0 | FALSE | 0 | FALSE | 0 | FALSE | 0 | FALSE | 0 | FALSE | 0 | FALSE | 0 | FALSE | 0 | FALSE | 0 | FALSE | 0 | FALSE | 0 | FALSE | 0 | FALSE | 0 | FALSE | 0 | FALSE | 0 | FALSE | 0 | FALSE | 0 | FALSE | 0 | FALSE | 0 | FALSE | 0 | FALSE | 0 | FALSE | 0 | FALSE | 0 | FALSE | 0 | FALSE | 0 | FALSE | 0 | FALSE | 0 | TRUE | 600 | FALSE | 0 | FALSE | 0 | FALSE | 0 | FALSE | 0 | FALSE | 0 | FALSE | 0 | FALSE | 0 | FALSE | 0 | FALSE | 0 | FALSE | 0 | FALSE | 0 | FALSE | 0 | FALSE | 0 | FALSE | 0 | FALSE | 0 | FALSE | 0 | FALSE | 0 | FALSE | 0 | FALSE | 0 | FALSE | 0
50 |  | 0 | 570 | FALSE | 0 | FALSE | 0 | FALSE | 0 | FALSE | 0 | FALSE | 0 | FALSE | 0 | FALSE | 0 | FALSE | 0 | FALSE | 0 | FALSE | 0 | FALSE | 0 | FALSE | 0 | FALSE | 0 | FALSE | 0 | FALSE | 0 | FALSE | 0 | FALSE | 0 | FALSE | 0 | FALSE | 0 | FALSE | 0 | FALSE | 0 | FALSE | 0 | FALSE | 0 | FALSE | 0 | FALSE | 0 | FALSE | 0 | FALSE | 0 | FALSE | 0 | FALSE | 0 | FALSE | 0 | TRUE | 600 | FALSE | 0 | FALSE | 0 | FALSE | 0 | FALSE | 0 | FALSE | 0 | FALSE | 0 | FALSE | 0 | FALSE | 0 | FALSE | 0 | FALSE | 0 | FALSE | 0 | FALSE | 0 | FALSE | 0 | FALSE | 0 | FALSE | 0 | FALSE | 0 | FALSE | 0 | FALSE | 0 | FALSE | 0 | FALSE | 0
50 |  | 0 | 569 | FALSE | 0 | FALSE | 0 | FALSE | 0 | FALSE | 0 | FALSE | 0 | FALSE | 0 | FALSE | 0 | FALSE | 0 | FALSE | 0 | FALSE | 0 | FALSE | 0 | FALSE | 0 | FALSE | 0 | FALSE | 0 | FALSE | 0 | FALSE | 0 | FALSE | 0 | FALSE | 0 | FALSE | 0 | FALSE | 0 | FALSE | 0 | FALSE | 0 | FALSE | 0 | FALSE | 0 | FALSE | 0 | FALSE | 0 | FALSE | 0 | FALSE | 0 | FALSE | 0 | FALSE | 0 | TRUE | 600 | FALSE | 0 | FALSE | 0 | FALSE | 0 | FALSE | 0 | FALSE | 0 | FALSE | 0 | FALSE | 0 | FALSE | 0 | FALSE | 0 | FALSE | 0 | FALSE | 0 | FALSE | 0 | FALSE | 0 | FALSE | 0 | FALSE | 0 | FALSE | 0 | FALSE | 0 | FALSE | 0 | FALSE | 0 | FALSE | 0
50 |  | 0 | 568 | FALSE | 0 | FALSE | 0 | FALSE | 0 | FALSE | 0 | FALSE | 0 | FALSE | 0 | FALSE | 0 | FALSE | 0 | FALSE | 0 | FALSE | 0 | FALSE | 0 | FALSE | 0 | FALSE | 0 | FALSE | 0 | FALSE | 0 | FALSE | 0 | FALSE | 0 | FALSE | 0 | FALSE | 0 | FALSE | 0 | FALSE | 0 | FALSE | 0 | FALSE | 0 | FALSE | 0 | FALSE | 0 | FALSE | 0 | FALSE | 0 | FALSE | 0 | FALSE | 0 | FALSE | 0 | TRUE | 600 | FALSE | 0 | FALSE | 0 | FALSE | 0 | FALSE | 0 | FALSE | 0 | FALSE | 0 | FALSE | 0 | FALSE | 0 | FALSE | 0 | FALSE | 0 | FALSE | 0 | FALSE | 0 | FALSE | 0 | FALSE | 0 | FALSE | 0 | FALSE | 0 | FALSE | 0 | FALSE | 0 | FALSE | 0 | FALSE | 0
50 |  | 0 | 567 | FALSE | 0 | FALSE | 0 | FALSE | 0 | FALSE | 0 | FALSE | 0 | FALSE | 0 | FALSE | 0 | FALSE | 0 | FALSE | 0 | FALSE | 0 | FALSE | 0 | FALSE | 0 | FALSE | 0 | FALSE | 0 | FALSE | 0 | FALSE | 0 | FALSE | 0 | FALSE | 0 | FALSE | 0 | FALSE | 0 | FALSE | 0 | FALSE | 0 | FALSE | 0 | FALSE | 0 | FALSE | 0 | FALSE | 0 | FALSE | 0 | FALSE | 0 | FALSE | 0 | FALSE | 0 | TRUE | 600 | FALSE | 0 | FALSE | 0 | FALSE | 0 | FALSE | 0 | FALSE | 0 | FALSE | 0 | FALSE | 0 | FALSE | 0 | FALSE | 0 | FALSE | 0 | FALSE | 0 | FALSE | 0 | FALSE | 0 | FALSE | 0 | FALSE | 0 | FALSE | 0 | FALSE | 0 | FALSE | 0 | FALSE | 0 | FALSE | 0
50 |  | 0 | 566 | FALSE | 0 | FALSE | 0 | FALSE | 0 | FALSE | 0 | FALSE | 0 | FALSE | 0 | FALSE | 0 | FALSE | 0 | FALSE | 0 | FALSE | 0 | FALSE | 0 | FALSE | 0 | FALSE | 0 | FALSE | 0 | FALSE | 0 | FALSE | 0 | FALSE | 0 | FALSE | 0 | FALSE | 0 | FALSE | 0 | FALSE | 0 | FALSE | 0 | FALSE | 0 | FALSE | 0 | FALSE | 0 | FALSE | 0 | FALSE | 0 | FALSE | 0 | FALSE | 0 | FALSE | 0 | TRUE | 600 | FALSE | 0 | FALSE | 0 | FALSE | 0 | FALSE | 0 | FALSE | 0 | FALSE | 0 | FALSE | 0 | FALSE | 0 | FALSE | 0 | FALSE | 0 | FALSE | 0 | FALSE | 0 | FALSE | 0 | FALSE | 0 | FALSE | 0 | FALSE | 0 | FALSE | 0 | FALSE | 0 | FALSE | 0 | FALSE | 0
50 |  | 0 | 565 | FALSE | 0 | FALSE | 0 | FALSE | 0 | FALSE | 0 | FALSE | 0 | FALSE | 0 | FALSE | 0 | FALSE | 0 | FALSE | 0 | FALSE | 0 | FALSE | 0 | FALSE | 0 | FALSE | 0 | FALSE | 0 | FALSE | 0 | FALSE | 0 | FALSE | 0 | FALSE | 0 | FALSE | 0 | FALSE | 0 | FALSE | 0 | FALSE | 0 | FALSE | 0 | FALSE | 0 | FALSE | 0 | FALSE | 0 | FALSE | 0 | FALSE | 0 | FALSE | 0 | FALSE | 0 | TRUE | 600 | FALSE | 0 | FALSE | 0 | FALSE | 0 | FALSE | 0 | FALSE | 0 | FALSE | 0 | FALSE | 0 | FALSE | 0 | FALSE | 0 | FALSE | 0 | FALSE | 0 | FALSE | 0 | FALSE | 0 | FALSE | 0 | FALSE | 0 | FALSE | 0 | FALSE | 0 | FALSE | 0 | FALSE | 0 | FALSE | 0
50 |  | 0 | 564 | FALSE | 0 | FALSE | 0 | FALSE | 0 | FALSE | 0 | FALSE | 0 | FALSE | 0 | FALSE | 0 | FALSE | 0 | FALSE | 0 | FALSE | 0 | FALSE | 0 | FALSE | 0 | FALSE | 0 | FALSE | 0 | FALSE | 0 | FALSE | 0 | FALSE | 0 | FALSE | 0 | FALSE | 0 | FALSE | 0 | FALSE | 0 | FALSE | 0 | FALSE | 0 | FALSE | 0 | FALSE | 0 | FALSE | 0 | FALSE | 0 | FALSE | 0 | FALSE | 0 | FALSE | 0 | TRUE | 600 | FALSE | 0 | FALSE | 0 | FALSE | 0 | FALSE | 0 | FALSE | 0 | FALSE | 0 | FALSE | 0 | FALSE | 0 | FALSE | 0 | FALSE | 0 | FALSE | 0 | FALSE | 0 | FALSE | 0 | FALSE | 0 | FALSE | 0 | FALSE | 0 | FALSE | 0 | FALSE | 0 | FALSE | 0 | FALSE | 0
50 |  | 0 | 563 | FALSE | 0 | FALSE | 0 | FALSE | 0 | FALSE | 0 | FALSE | 0 | FALSE | 0 | FALSE | 0 | FALSE | 0 | FALSE | 0 | FALSE | 0 | FALSE | 0 | FALSE | 0 | FALSE | 0 | FALSE | 0 | FALSE | 0 | FALSE | 0 | FALSE | 0 | FALSE | 0 | FALSE | 0 | FALSE | 0 | FALSE | 0 | FALSE | 0 | FALSE | 0 | FALSE | 0 | FALSE | 0 | FALSE | 0 | FALSE | 0 | FALSE | 0 | FALSE | 0 | FALSE | 0 | TRUE | 600 | FALSE | 0 | FALSE | 0 | FALSE | 0 | FALSE | 0 | FALSE | 0 | FALSE | 0 | FALSE | 0 | FALSE | 0 | FALSE | 0 | FALSE | 0 | FALSE | 0 | FALSE | 0 | FALSE | 0 | FALSE | 0 | FALSE | 0 | FALSE | 0 | FALSE | 0 | FALSE | 0 | FALSE | 0 | FALSE | 0
50 |  | 0 | 562 | FALSE | 0 | FALSE | 0 | FALSE | 0 | FALSE | 0 | FALSE | 0 | FALSE | 0 | FALSE | 0 | FALSE | 0 | FALSE | 0 | FALSE | 0 | FALSE | 0 | FALSE | 0 | FALSE | 0 | FALSE | 0 | FALSE | 0 | FALSE | 0 | FALSE | 0 | FALSE | 0 | FALSE | 0 | FALSE | 0 | FALSE | 0 | FALSE | 0 | FALSE | 0 | FALSE | 0 | FALSE | 0 | FALSE | 0 | FALSE | 0 | FALSE | 0 | FALSE | 0 | FALSE | 0 | TRUE | 600 | FALSE | 0 | FALSE | 0 | FALSE | 0 | FALSE | 0 | FALSE | 0 | FALSE | 0 | FALSE | 0 | FALSE | 0 | FALSE | 0 | FALSE | 0 | FALSE | 0 | FALSE | 0 | FALSE | 0 | FALSE | 0 | FALSE | 0 | FALSE | 0 | FALSE | 0 | FALSE | 0 | FALSE | 0 | FALSE | 0
50 |  | 0 | 561 | FALSE | 0 | FALSE | 0 | FALSE | 0 | FALSE | 0 | FALSE | 0 | FALSE | 0 | FALSE | 0 | FALSE | 0 | FALSE | 0 | FALSE | 0 | FALSE | 0 | FALSE | 0 | FALSE | 0 | FALSE | 0 | FALSE | 0 | FALSE | 0 | FALSE | 0 | FALSE | 0 | FALSE | 0 | FALSE | 0 | FALSE | 0 | FALSE | 0 | FALSE | 0 | FALSE | 0 | FALSE | 0 | FALSE | 0 | FALSE | 0 | FALSE | 0 | FALSE | 0 | FALSE | 0 | TRUE | 600 | FALSE | 0 | FALSE | 0 | FALSE | 0 | FALSE | 0 | FALSE | 0 | FALSE | 0 | FALSE | 0 | FALSE | 0 | FALSE | 0 | FALSE | 0 | FALSE | 0 | FALSE | 0 | FALSE | 0 | FALSE | 0 | FALSE | 0 | FALSE | 0 | FALSE | 0 | FALSE | 0 | FALSE | 0 | FALSE | 0
50 |  | 0 | 560 | FALSE | 0 | FALSE | 0 | FALSE | 0 | FALSE | 0 | FALSE | 0 | FALSE | 0 | FALSE | 0 | FALSE | 0 | FALSE | 0 | FALSE | 0 | FALSE | 0 | FALSE | 0 | FALSE | 0 | FALSE | 0 | FALSE | 0 | FALSE | 0 | FALSE | 0 | FALSE | 0 | FALSE | 0 | FALSE | 0 | FALSE | 0 | FALSE | 0 | FALSE | 0 | FALSE | 0 | FALSE | 0 | FALSE | 0 | FALSE | 0 | FALSE | 0 | FALSE | 0 | FALSE | 0 | TRUE | 600 | FALSE | 0 | FALSE | 0 | FALSE | 0 | FALSE | 0 | FALSE | 0 | FALSE | 0 | FALSE | 0 | FALSE | 0 | FALSE | 0 | FALSE | 0 | FALSE | 0 | FALSE | 0 | FALSE | 0 | FALSE | 0 | FALSE | 0 | FALSE | 0 | FALSE | 0 | FALSE | 0 | FALSE | 0 | FALSE | 0
50 |  | 0 | 559 | FALSE | 0 | FALSE | 0 | FALSE | 0 | FALSE | 0 | FALSE | 0 | FALSE | 0 | FALSE | 0 | FALSE | 0 | FALSE | 0 | FALSE | 0 | FALSE | 0 | FALSE | 0 | FALSE | 0 | FALSE | 0 | FALSE | 0 | FALSE | 0 | FALSE | 0 | FALSE | 0 | FALSE | 0 | FALSE | 0 | FALSE | 0 | FALSE | 0 | FALSE | 0 | FALSE | 0 | FALSE | 0 | FALSE | 0 | FALSE | 0 | FALSE | 0 | FALSE | 0 | FALSE | 0 | TRUE | 600 | FALSE | 0 | FALSE | 0 | FALSE | 0 | FALSE | 0 | FALSE | 0 | FALSE | 0 | FALSE | 0 | FALSE | 0 | FALSE | 0 | FALSE | 0 | FALSE | 0 | FALSE | 0 | FALSE | 0 | FALSE | 0 | FALSE | 0 | FALSE | 0 | FALSE | 0 | FALSE | 0 | FALSE | 0 | FALSE | 0
50 |  | 0 | 558 | FALSE | 0 | FALSE | 0 | FALSE | 0 | FALSE | 0 | FALSE | 0 | FALSE | 0 | FALSE | 0 | FALSE | 0 | FALSE | 0 | FALSE | 0 | FALSE | 0 | FALSE | 0 | FALSE | 0 | FALSE | 0 | FALSE | 0 | FALSE | 0 | FALSE | 0 | FALSE | 0 | FALSE | 0 | FALSE | 0 | FALSE | 0 | FALSE | 0 | FALSE | 0 | FALSE | 0 | FALSE | 0 | FALSE | 0 | FALSE | 0 | FALSE | 0 | FALSE | 0 | FALSE | 0 | TRUE | 600 | FALSE | 0 | FALSE | 0 | FALSE | 0 | FALSE | 0 | FALSE | 0 | FALSE | 0 | FALSE | 0 | FALSE | 0 | FALSE | 0 | FALSE | 0 | FALSE | 0 | FALSE | 0 | FALSE | 0 | FALSE | 0 | FALSE | 0 | FALSE | 0 | FALSE | 0 | FALSE | 0 | FALSE | 0 | FALSE | 0
50 |  | 0 | 557 | FALSE | 0 | FALSE | 0 | FALSE | 0 | FALSE | 0 | FALSE | 0 | FALSE | 0 | FALSE | 0 | FALSE | 0 | FALSE | 0 | FALSE | 0 | FALSE | 0 | FALSE | 0 | FALSE | 0 | FALSE | 0 | FALSE | 0 | FALSE | 0 | FALSE | 0 | FALSE | 0 | FALSE | 0 | FALSE | 0 | FALSE | 0 | FALSE | 0 | FALSE | 0 | FALSE | 0 | FALSE | 0 | FALSE | 0 | FALSE | 0 | FALSE | 0 | FALSE | 0 | FALSE | 0 | TRUE | 600 | FALSE | 0 | FALSE | 0 | FALSE | 0 | FALSE | 0 | FALSE | 0 | FALSE | 0 | FALSE | 0 | FALSE | 0 | FALSE | 0 | FALSE | 0 | FALSE | 0 | FALSE | 0 | FALSE | 0 | FALSE | 0 | FALSE | 0 | FALSE | 0 | FALSE | 0 | FALSE | 0 | FALSE | 0 | FALSE | 0
50 |  | 0 | 556 | FALSE | 0 | FALSE | 0 | FALSE | 0 | FALSE | 0 | FALSE | 0 | FALSE | 0 | FALSE | 0 | FALSE | 0 | FALSE | 0 | FALSE | 0 | FALSE | 0 | FALSE | 0 | FALSE | 0 | FALSE | 0 | FALSE | 0 | FALSE | 0 | FALSE | 0 | FALSE | 0 | FALSE | 0 | FALSE | 0 | FALSE | 0 | FALSE | 0 | FALSE | 0 | FALSE | 0 | FALSE | 0 | FALSE | 0 | FALSE | 0 | FALSE | 0 | FALSE | 0 | FALSE | 0 | TRUE | 600 | FALSE | 0 | FALSE | 0 | FALSE | 0 | FALSE | 0 | FALSE | 0 | FALSE | 0 | FALSE | 0 | FALSE | 0 | FALSE | 0 | FALSE | 0 | FALSE | 0 | FALSE | 0 | FALSE | 0 | FALSE | 0 | FALSE | 0 | FALSE | 0 | FALSE | 0 | FALSE | 0 | FALSE | 0 | FALSE | 0
50 |  | 0 | 555 | FALSE | 0 | FALSE | 0 | FALSE | 0 | FALSE | 0 | FALSE | 0 | FALSE | 0 | FALSE | 0 | FALSE | 0 | FALSE | 0 | FALSE | 0 | FALSE | 0 | FALSE | 0 | FALSE | 0 | FALSE | 0 | FALSE | 0 | FALSE | 0 | FALSE | 0 | FALSE | 0 | FALSE | 0 | FALSE | 0 | FALSE | 0 | FALSE | 0 | FALSE | 0 | FALSE | 0 | FALSE | 0 | FALSE | 0 | FALSE | 0 | FALSE | 0 | FALSE | 0 | FALSE | 0 | TRUE | 600 | FALSE | 0 | FALSE | 0 | FALSE | 0 | FALSE | 0 | FALSE | 0 | FALSE | 0 | FALSE | 0 | FALSE | 0 | FALSE | 0 | FALSE | 0 | FALSE | 0 | FALSE | 0 | FALSE | 0 | FALSE | 0 | FALSE | 0 | FALSE | 0 | FALSE | 0 | FALSE | 0 | FALSE | 0 | FALSE | 0
50 |  | 0 | 554 | FALSE | 0 | FALSE | 0 | FALSE | 0 | FALSE | 0 | FALSE | 0 | FALSE | 0 | FALSE | 0 | FALSE | 0 | FALSE | 0 | FALSE | 0 | FALSE | 0 | FALSE | 0 | FALSE | 0 | FALSE | 0 | FALSE | 0 | FALSE | 0 | FALSE | 0 | FALSE | 0 | FALSE | 0 | FALSE | 0 | FALSE | 0 | FALSE | 0 | FALSE | 0 | FALSE | 0 | FALSE | 0 | FALSE | 0 | FALSE | 0 | FALSE | 0 | FALSE | 0 | FALSE | 0 | TRUE | 600 | FALSE | 0 | FALSE | 0 | FALSE | 0 | FALSE | 0 | FALSE | 0 | FALSE | 0 | FALSE | 0 | FALSE | 0 | FALSE | 0 | FALSE | 0 | FALSE | 0 | FALSE | 0 | FALSE | 0 | FALSE | 0 | FALSE | 0 | FALSE | 0 | FALSE | 0 | FALSE | 0 | FALSE | 0 | FALSE | 0
50 |  | 0 | 553 | FALSE | 0 | FALSE | 0 | FALSE | 0 | FALSE | 0 | FALSE | 0 | FALSE | 0 | FALSE | 0 | FALSE | 0 | FALSE | 0 | FALSE | 0 | FALSE | 0 | FALSE | 0 | FALSE | 0 | FALSE | 0 | FALSE | 0 | FALSE | 0 | FALSE | 0 | FALSE | 0 | FALSE | 0 | FALSE | 0 | FALSE | 0 | FALSE | 0 | FALSE | 0 | FALSE | 0 | FALSE | 0 | FALSE | 0 | FALSE | 0 | FALSE | 0 | FALSE | 0 | FALSE | 0 | TRUE | 600 | FALSE | 0 | FALSE | 0 | FALSE | 0 | FALSE | 0 | FALSE | 0 | FALSE | 0 | FALSE | 0 | FALSE | 0 | FALSE | 0 | FALSE | 0 | FALSE | 0 | FALSE | 0 | FALSE | 0 | FALSE | 0 | FALSE | 0 | FALSE | 0 | FALSE | 0 | FALSE | 0 | FALSE | 0 | FALSE | 0
50 |  | 0 | 552 | FALSE | 0 | FALSE | 0 | FALSE | 0 | FALSE | 0 | FALSE | 0 | FALSE | 0 | FALSE | 0 | FALSE | 0 | FALSE | 0 | FALSE | 0 | FALSE | 0 | FALSE | 0 | FALSE | 0 | FALSE | 0 | FALSE | 0 | FALSE | 0 | FALSE | 0 | FALSE | 0 | FALSE | 0 | FALSE | 0 | FALSE | 0 | FALSE | 0 | FALSE | 0 | FALSE | 0 | FALSE | 0 | FALSE | 0 | FALSE | 0 | FALSE | 0 | FALSE | 0 | FALSE | 0 | TRUE | 600 | FALSE | 0 | FALSE | 0 | FALSE | 0 | FALSE | 0 | FALSE | 0 | FALSE | 0 | FALSE | 0 | FALSE | 0 | FALSE | 0 | FALSE | 0 | FALSE | 0 | FALSE | 0 | FALSE | 0 | FALSE | 0 | FALSE | 0 | FALSE | 0 | FALSE | 0 | FALSE | 0 | FALSE | 0 | FALSE | 0
50 |  | 0 | 551 | FALSE | 0 | FALSE | 0 | FALSE | 0 | FALSE | 0 | FALSE | 0 | FALSE | 0 | FALSE | 0 | FALSE | 0 | FALSE | 0 | FALSE | 0 | FALSE | 0 | FALSE | 0 | FALSE | 0 | FALSE | 0 | FALSE | 0 | FALSE | 0 | FALSE | 0 | FALSE | 0 | FALSE | 0 | FALSE | 0 | FALSE | 0 | FALSE | 0 | FALSE | 0 | FALSE | 0 | FALSE | 0 | FALSE | 0 | FALSE | 0 | FALSE | 0 | FALSE | 0 | FALSE | 0 | TRUE | 600 | FALSE | 0 | FALSE | 0 | FALSE | 0 | FALSE | 0 | FALSE | 0 | FALSE | 0 | FALSE | 0 | FALSE | 0 | FALSE | 0 | FALSE | 0 | FALSE | 0 | FALSE | 0 | FALSE | 0 | FALSE | 0 | FALSE | 0 | FALSE | 0 | FALSE | 0 | FALSE | 0 | FALSE | 0 | FALSE | 0
50 |  | 0 | 550 | FALSE | 0 | FALSE | 0 | FALSE | 0 | FALSE | 0 | FALSE | 0 | FALSE | 0 | FALSE | 0 | FALSE | 0 | FALSE | 0 | FALSE | 0 | FALSE | 0 | FALSE | 0 | FALSE | 0 | FALSE | 0 | FALSE | 0 | FALSE | 0 | FALSE | 0 | FALSE | 0 | FALSE | 0 | FALSE | 0 | FALSE | 0 | FALSE | 0 | FALSE | 0 | FALSE | 0 | FALSE | 0 | FALSE | 0 | FALSE | 0 | FALSE | 0 | FALSE | 0 | FALSE | 0 | TRUE | 600 | FALSE | 0 | FALSE | 0 | FALSE | 0 | FALSE | 0 | FALSE | 0 | FALSE | 0 | FALSE | 0 | FALSE | 0 | FALSE | 0 | FALSE | 0 | FALSE | 0 | FALSE | 0 | FALSE | 0 | FALSE | 0 | FALSE | 0 | FALSE | 0 | FALSE | 0 | FALSE | 0 | FALSE | 0 | FALSE | 0 | 600
50 |  | 0 | 549 | FALSE | 0 | FALSE | 0 | FALSE | 0 | FALSE | 0 | FALSE | 0 | FALSE | 0 | FALSE | 0 | FALSE | 0 | FALSE | 0 | FALSE | 0 | FALSE | 0 | FALSE | 0 | FALSE | 0 | FALSE | 0 | FALSE | 0 | FALSE | 0 | FALSE | 0 | FALSE | 0 | FALSE | 0 | FALSE | 0 | FALSE | 0 | FALSE | 0 | FALSE | 0 | FALSE | 0 | FALSE | 0 | FALSE | 0 | FALSE | 0 | FALSE | 0 | FALSE | 0 | FALSE | 0 | TRUE | 600 | FALSE | 0 | FALSE | 0 | FALSE | 0 | FALSE | 0 | FALSE | 0 | FALSE | 0 | FALSE | 0 | FALSE | 0 | FALSE | 0 | FALSE | 0 | FALSE | 0 | FALSE | 0 | FALSE | 0 | FALSE | 0 | FALSE | 0 | FALSE | 0 | FALSE | 0 | FALSE | 0 | FALSE | 0 | FALSE | 0 | 450
50 |  | 0 | 548 | FALSE | 0 | FALSE | 0 | FALSE | 0 | FALSE | 0 | FALSE | 0 | FALSE | 0 | FALSE | 0 | FALSE | 0 | FALSE | 0 | FALSE | 0 | FALSE | 0 | FALSE | 0 | FALSE | 0 | FALSE | 0 | FALSE | 0 | FALSE | 0 | FALSE | 0 | FALSE | 0 | FALSE | 0 | FALSE | 0 | FALSE | 0 | FALSE | 0 | FALSE | 0 | FALSE | 0 | FALSE | 0 | FALSE | 0 | FALSE | 0 | FALSE | 0 | FALSE | 0 | FALSE | 0 | TRUE | 600 | FALSE | 0 | FALSE | 0 | FALSE | 0 | FALSE | 0 | FALSE | 0 | FALSE | 0 | FALSE | 0 | FALSE | 0 | FALSE | 0 | FALSE | 0 | FALSE | 0 | FALSE | 0 | FALSE | 0 | FALSE | 0 | FALSE | 0 | FALSE | 0 | FALSE | 0 | FALSE | 0 | FALSE | 0 | FALSE | 0
50 |  | 0 | 547 | FALSE | 0 | FALSE | 0 | FALSE | 0 | FALSE | 0 | FALSE | 0 | FALSE | 0 | FALSE | 0 | FALSE | 0 | FALSE | 0 | FALSE | 0 | FALSE | 0 | FALSE | 0 | FALSE | 0 | FALSE | 0 | FALSE | 0 | FALSE | 0 | FALSE | 0 | FALSE | 0 | FALSE | 0 | FALSE | 0 | FALSE | 0 | FALSE | 0 | FALSE | 0 | FALSE | 0 | FALSE | 0 | FALSE | 0 | FALSE | 0 | FALSE | 0 | FALSE | 0 | FALSE | 0 | TRUE | 600 | FALSE | 0 | FALSE | 0 | FALSE | 0 | FALSE | 0 | FALSE | 0 | FALSE | 0 | FALSE | 0 | FALSE | 0 | FALSE | 0 | FALSE | 0 | FALSE | 0 | FALSE | 0 | FALSE | 0 | FALSE | 0 | FALSE | 0 | FALSE | 0 | FALSE | 0 | FALSE | 0 | FALSE | 0 | FALSE | 0
50 |  | 0 | 546 | FALSE | 0 | FALSE | 0 | FALSE | 0 | FALSE | 0 | FALSE | 0 | FALSE | 0 | FALSE | 0 | FALSE | 0 | FALSE | 0 | FALSE | 0 | FALSE | 0 | FALSE | 0 | FALSE | 0 | FALSE | 0 | FALSE | 0 | FALSE | 0 | FALSE | 0 | FALSE | 0 | FALSE | 0 | FALSE | 0 | FALSE | 0 | FALSE | 0 | FALSE | 0 | FALSE | 0 | FALSE | 0 | FALSE | 0 | FALSE | 0 | FALSE | 0 | FALSE | 0 | FALSE | 0 | TRUE | 600 | FALSE | 0 | FALSE | 0 | FALSE | 0 | FALSE | 0 | FALSE | 0 | FALSE | 0 | FALSE | 0 | FALSE | 0 | FALSE | 0 | FALSE | 0 | FALSE | 0 | FALSE | 0 | FALSE | 0 | FALSE | 0 | FALSE | 0 | FALSE | 0 | FALSE | 0 | FALSE | 0 | FALSE | 0 | FALSE | 0
50 |  | 0 | 545 | FALSE | 0 | FALSE | 0 | FALSE | 0 | FALSE | 0 | FALSE | 0 | FALSE | 0 | FALSE | 0 | FALSE | 0 | FALSE | 0 | FALSE | 0 | FALSE | 0 | FALSE | 0 | FALSE | 0 | FALSE | 0 | FALSE | 0 | FALSE | 0 | FALSE | 0 | FALSE | 0 | FALSE | 0 | FALSE | 0 | FALSE | 0 | FALSE | 0 | FALSE | 0 | FALSE | 0 | FALSE | 0 | FALSE | 0 | FALSE | 0 | FALSE | 0 | FALSE | 0 | FALSE | 0 | TRUE | 600 | FALSE | 0 | FALSE | 0 | FALSE | 0 | FALSE | 0 | FALSE | 0 | FALSE | 0 | FALSE | 0 | FALSE | 0 | FALSE | 0 | FALSE | 0 | FALSE | 0 | FALSE | 0 | FALSE | 0 | FALSE | 0 | FALSE | 0 | FALSE | 0 | FALSE | 0 | FALSE | 0 | FALSE | 0 | FALSE | 0
50 |  | 0 | 544 | FALSE | 0 | FALSE | 0 | FALSE | 0 | FALSE | 0 | FALSE | 0 | FALSE | 0 | FALSE | 0 | FALSE | 0 | FALSE | 0 | FALSE | 0 | FALSE | 0 | FALSE | 0 | FALSE | 0 | FALSE | 0 | FALSE | 0 | FALSE | 0 | FALSE | 0 | FALSE | 0 | FALSE | 0 | FALSE | 0 | FALSE | 0 | FALSE | 0 | FALSE | 0 | FALSE | 0 | FALSE | 0 | FALSE | 0 | FALSE | 0 | FALSE | 0 | FALSE | 0 | FALSE | 0 | TRUE | 600 | FALSE | 0 | FALSE | 0 | FALSE | 0 | FALSE | 0 | FALSE | 0 | FALSE | 0 | FALSE | 0 | FALSE | 0 | FALSE | 0 | FALSE | 0 | FALSE | 0 | FALSE | 0 | FALSE | 0 | FALSE | 0 | FALSE | 0 | FALSE | 0 | FALSE | 0 | FALSE | 0 | FALSE | 0 | FALSE | 0
50 |  | 0 | 543 | FALSE | 0 | FALSE | 0 | FALSE | 0 | FALSE | 0 | FALSE | 0 | FALSE | 0 | FALSE | 0 | FALSE | 0 | FALSE | 0 | FALSE | 0 | FALSE | 0 | FALSE | 0 | FALSE | 0 | FALSE | 0 | FALSE | 0 | FALSE | 0 | FALSE | 0 | FALSE | 0 | FALSE | 0 | FALSE | 0 | FALSE | 0 | FALSE | 0 | FALSE | 0 | FALSE | 0 | FALSE | 0 | FALSE | 0 | FALSE | 0 | FALSE | 0 | FALSE | 0 | FALSE | 0 | TRUE | 600 | FALSE | 0 | FALSE | 0 | FALSE | 0 | FALSE | 0 | FALSE | 0 | FALSE | 0 | FALSE | 0 | FALSE | 0 | FALSE | 0 | FALSE | 0 | FALSE | 0 | FALSE | 0 | FALSE | 0 | FALSE | 0 | FALSE | 0 | FALSE | 0 | FALSE | 0 | FALSE | 0 | FALSE | 0 | FALSE | 0
50 |  | 0 | 542 | FALSE | 0 | FALSE | 0 | FALSE | 0 | FALSE | 0 | FALSE | 0 | FALSE | 0 | FALSE | 0 | FALSE | 0 | FALSE | 0 | FALSE | 0 | FALSE | 0 | FALSE | 0 | FALSE | 0 | FALSE | 0 | FALSE | 0 | FALSE | 0 | FALSE | 0 | FALSE | 0 | FALSE | 0 | FALSE | 0 | FALSE | 0 | FALSE | 0 | FALSE | 0 | FALSE | 0 | FALSE | 0 | FALSE | 0 | FALSE | 0 | FALSE | 0 | FALSE | 0 | FALSE | 0 | TRUE | 600 | FALSE | 0 | FALSE | 0 | FALSE | 0 | FALSE | 0 | FALSE | 0 | FALSE | 0 | FALSE | 0 | FALSE | 0 | FALSE | 0 | FALSE | 0 | FALSE | 0 | FALSE | 0 | FALSE | 0 | FALSE | 0 | FALSE | 0 | FALSE | 0 | FALSE | 0 | FALSE | 0 | FALSE | 0 | FALSE | 0
50 |  | 0 | 541 | FALSE | 0 | FALSE | 0 | FALSE | 0 | FALSE | 0 | FALSE | 0 | FALSE | 0 | FALSE | 0 | FALSE | 0 | FALSE | 0 | FALSE | 0 | FALSE | 0 | FALSE | 0 | FALSE | 0 | FALSE | 0 | FALSE | 0 | FALSE | 0 | FALSE | 0 | FALSE | 0 | FALSE | 0 | FALSE | 0 | FALSE | 0 | FALSE | 0 | FALSE | 0 | FALSE | 0 | FALSE | 0 | FALSE | 0 | FALSE | 0 | FALSE | 0 | FALSE | 0 | FALSE | 0 | TRUE | 600 | FALSE | 0 | FALSE | 0 | FALSE | 0 | FALSE | 0 | FALSE | 0 | FALSE | 0 | FALSE | 0 | FALSE | 0 | FALSE | 0 | FALSE | 0 | FALSE | 0 | FALSE | 0 | FALSE | 0 | FALSE | 0 | FALSE | 0 | FALSE | 0 | FALSE | 0 | FALSE | 0 | FALSE | 0 | FALSE | 0
50 |  | 0 | 540 | FALSE | 0 | FALSE | 0 | FALSE | 0 | FALSE | 0 | FALSE | 0 | FALSE | 0 | FALSE | 0 | FALSE | 0 | FALSE | 0 | FALSE | 0 | FALSE | 0 | FALSE | 0 | FALSE | 0 | FALSE | 0 | FALSE | 0 | FALSE | 0 | FALSE | 0 | FALSE | 0 | FALSE | 0 | FALSE | 0 | FALSE | 0 | FALSE | 0 | FALSE | 0 | FALSE | 0 | FALSE | 0 | FALSE | 0 | FALSE | 0 | FALSE | 0 | FALSE | 0 | FALSE | 0 | TRUE | 600 | FALSE | 0 | FALSE | 0 | FALSE | 0 | FALSE | 0 | FALSE | 0 | FALSE | 0 | FALSE | 0 | FALSE | 0 | FALSE | 0 | FALSE | 0 | FALSE | 0 | FALSE | 0 | FALSE | 0 | FALSE | 0 | FALSE | 0 | FALSE | 0 | FALSE | 0 | FALSE | 0 | FALSE | 0 | FALSE | 0
50 |  | 0 | 539 | FALSE | 0 | FALSE | 0 | FALSE | 0 | FALSE | 0 | FALSE | 0 | FALSE | 0 | FALSE | 0 | FALSE | 0 | FALSE | 0 | FALSE | 0 | FALSE | 0 | FALSE | 0 | FALSE | 0 | FALSE | 0 | FALSE | 0 | FALSE | 0 | FALSE | 0 | FALSE | 0 | FALSE | 0 | FALSE | 0 | FALSE | 0 | FALSE | 0 | FALSE | 0 | FALSE | 0 | FALSE | 0 | FALSE | 0 | FALSE | 0 | FALSE | 0 | FALSE | 0 | FALSE | 0 | TRUE | 600 | FALSE | 0 | FALSE | 0 | FALSE | 0 | FALSE | 0 | FALSE | 0 | FALSE | 0 | FALSE | 0 | FALSE | 0 | FALSE | 0 | FALSE | 0 | FALSE | 0 | FALSE | 0 | FALSE | 0 | FALSE | 0 | FALSE | 0 | FALSE | 0 | FALSE | 0 | FALSE | 0 | FALSE | 0 | FALSE | 0
50 |  | 0 | 538 | FALSE | 0 | FALSE | 0 | FALSE | 0 | FALSE | 0 | FALSE | 0 | FALSE | 0 | FALSE | 0 | FALSE | 0 | FALSE | 0 | FALSE | 0 | FALSE | 0 | FALSE | 0 | FALSE | 0 | FALSE | 0 | FALSE | 0 | FALSE | 0 | FALSE | 0 | FALSE | 0 | FALSE | 0 | FALSE | 0 | FALSE | 0 | FALSE | 0 | FALSE | 0 | FALSE | 0 | FALSE | 0 | FALSE | 0 | FALSE | 0 | FALSE | 0 | FALSE | 0 | FALSE | 0 | TRUE | 600 | FALSE | 0 | FALSE | 0 | FALSE | 0 | FALSE | 0 | FALSE | 0 | FALSE | 0 | FALSE | 0 | FALSE | 0 | FALSE | 0 | FALSE | 0 | FALSE | 0 | FALSE | 0 | FALSE | 0 | FALSE | 0 | FALSE | 0 | FALSE | 0 | FALSE | 0 | FALSE | 0 | FALSE | 0 | FALSE | 0
50 |  | 0 | 537 | FALSE | 0 | FALSE | 0 | FALSE | 0 | FALSE | 0 | FALSE | 0 | FALSE | 0 | FALSE | 0 | FALSE | 0 | FALSE | 0 | FALSE | 0 | FALSE | 0 | FALSE | 0 | FALSE | 0 | FALSE | 0 | FALSE | 0 | FALSE | 0 | FALSE | 0 | FALSE | 0 | FALSE | 0 | FALSE | 0 | FALSE | 0 | FALSE | 0 | FALSE | 0 | FALSE | 0 | FALSE | 0 | FALSE | 0 | FALSE | 0 | FALSE | 0 | FALSE | 0 | FALSE | 0 | TRUE | 600 | FALSE | 0 | FALSE | 0 | FALSE | 0 | FALSE | 0 | FALSE | 0 | FALSE | 0 | FALSE | 0 | FALSE | 0 | FALSE | 0 | FALSE | 0 | FALSE | 0 | FALSE | 0 | FALSE | 0 | FALSE | 0 | FALSE | 0 | FALSE | 0 | FALSE | 0 | FALSE | 0 | FALSE | 0 | FALSE | 0
50 |  | 0 | 536 | FALSE | 0 | FALSE | 0 | FALSE | 0 | FALSE | 0 | FALSE | 0 | FALSE | 0 | FALSE | 0 | FALSE | 0 | FALSE | 0 | FALSE | 0 | FALSE | 0 | FALSE | 0 | FALSE | 0 | FALSE | 0 | FALSE | 0 | FALSE | 0 | FALSE | 0 | FALSE | 0 | FALSE | 0 | FALSE | 0 | FALSE | 0 | FALSE | 0 | FALSE | 0 | FALSE | 0 | FALSE | 0 | FALSE | 0 | FALSE | 0 | FALSE | 0 | FALSE | 0 | FALSE | 0 | TRUE | 600 | FALSE | 0 | FALSE | 0 | FALSE | 0 | FALSE | 0 | FALSE | 0 | FALSE | 0 | FALSE | 0 | FALSE | 0 | FALSE | 0 | FALSE | 0 | FALSE | 0 | FALSE | 0 | FALSE | 0 | FALSE | 0 | FALSE | 0 | FALSE | 0 | FALSE | 0 | FALSE | 0 | FALSE | 0 | FALSE | 0
50 |  | 0 | 535 | FALSE | 0 | FALSE | 0 | FALSE | 0 | FALSE | 0 | FALSE | 0 | FALSE | 0 | FALSE | 0 | FALSE | 0 | FALSE | 0 | FALSE | 0 | FALSE | 0 | FALSE | 0 | FALSE | 0 | FALSE | 0 | FALSE | 0 | FALSE | 0 | FALSE | 0 | FALSE | 0 | FALSE | 0 | FALSE | 0 | FALSE | 0 | FALSE | 0 | FALSE | 0 | FALSE | 0 | FALSE | 0 | FALSE | 0 | FALSE | 0 | FALSE | 0 | FALSE | 0 | FALSE | 0 | TRUE | 600 | FALSE | 0 | FALSE | 0 | FALSE | 0 | FALSE | 0 | FALSE | 0 | FALSE | 0 | FALSE | 0 | FALSE | 0 | FALSE | 0 | FALSE | 0 | FALSE | 0 | FALSE | 0 | FALSE | 0 | FALSE | 0 | FALSE | 0 | FALSE | 0 | FALSE | 0 | FALSE | 0 | FALSE | 0 | FALSE | 0
50 |  | 0 | 534 | FALSE | 0 | FALSE | 0 | FALSE | 0 | FALSE | 0 | FALSE | 0 | FALSE | 0 | FALSE | 0 | FALSE | 0 | FALSE | 0 | FALSE | 0 | FALSE | 0 | FALSE | 0 | FALSE | 0 | FALSE | 0 | FALSE | 0 | FALSE | 0 | FALSE | 0 | FALSE | 0 | FALSE | 0 | FALSE | 0 | FALSE | 0 | FALSE | 0 | FALSE | 0 | FALSE | 0 | FALSE | 0 | FALSE | 0 | FALSE | 0 | FALSE | 0 | FALSE | 0 | FALSE | 0 | TRUE | 600 | FALSE | 0 | FALSE | 0 | FALSE | 0 | FALSE | 0 | FALSE | 0 | FALSE | 0 | FALSE | 0 | FALSE | 0 | FALSE | 0 | FALSE | 0 | FALSE | 0 | FALSE | 0 | FALSE | 0 | FALSE | 0 | FALSE | 0 | FALSE | 0 | FALSE | 0 | FALSE | 0 | FALSE | 0 | FALSE | 0
50 |  | 0 | 533 | FALSE | 0 | FALSE | 0 | FALSE | 0 | FALSE | 0 | FALSE | 0 | FALSE | 0 | FALSE | 0 | FALSE | 0 | FALSE | 0 | FALSE | 0 | FALSE | 0 | FALSE | 0 | FALSE | 0 | FALSE | 0 | FALSE | 0 | FALSE | 0 | FALSE | 0 | FALSE | 0 | FALSE | 0 | FALSE | 0 | FALSE | 0 | FALSE | 0 | FALSE | 0 | FALSE | 0 | FALSE | 0 | FALSE | 0 | FALSE | 0 | FALSE | 0 | FALSE | 0 | FALSE | 0 | TRUE | 600 | FALSE | 0 | FALSE | 0 | FALSE | 0 | FALSE | 0 | FALSE | 0 | FALSE | 0 | FALSE | 0 | FALSE | 0 | FALSE | 0 | FALSE | 0 | FALSE | 0 | FALSE | 0 | FALSE | 0 | FALSE | 0 | FALSE | 0 | FALSE | 0 | FALSE | 0 | FALSE | 0 | FALSE | 0 | FALSE | 0
50 |  | 0 | 532 | FALSE | 0 | FALSE | 0 | FALSE | 0 | FALSE | 0 | FALSE | 0 | FALSE | 0 | FALSE | 0 | FALSE | 0 | FALSE | 0 | FALSE | 0 | FALSE | 0 | FALSE | 0 | FALSE | 0 | FALSE | 0 | FALSE | 0 | FALSE | 0 | FALSE | 0 | FALSE | 0 | FALSE | 0 | FALSE | 0 | FALSE | 0 | FALSE | 0 | FALSE | 0 | FALSE | 0 | FALSE | 0 | FALSE | 0 | FALSE | 0 | FALSE | 0 | FALSE | 0 | FALSE | 0 | TRUE | 600 | FALSE | 0 | FALSE | 0 | FALSE | 0 | FALSE | 0 | FALSE | 0 | FALSE | 0 | FALSE | 0 | FALSE | 0 | FALSE | 0 | FALSE | 0 | FALSE | 0 | FALSE | 0 | FALSE | 0 | FALSE | 0 | FALSE | 0 | FALSE | 0 | FALSE | 0 | FALSE | 0 | FALSE | 0 | FALSE | 0
50 |  | 0 | 531 | FALSE | 0 | FALSE | 0 | FALSE | 0 | FALSE | 0 | FALSE | 0 | FALSE | 0 | FALSE | 0 | FALSE | 0 | FALSE | 0 | FALSE | 0 | FALSE | 0 | FALSE | 0 | FALSE | 0 | FALSE | 0 | FALSE | 0 | FALSE | 0 | FALSE | 0 | FALSE | 0 | FALSE | 0 | FALSE | 0 | FALSE | 0 | FALSE | 0 | FALSE | 0 | FALSE | 0 | FALSE | 0 | FALSE | 0 | FALSE | 0 | FALSE | 0 | FALSE | 0 | FALSE | 0 | TRUE | 600 | FALSE | 0 | FALSE | 0 | FALSE | 0 | FALSE | 0 | FALSE | 0 | FALSE | 0 | FALSE | 0 | FALSE | 0 | FALSE | 0 | FALSE | 0 | FALSE | 0 | FALSE | 0 | FALSE | 0 | FALSE | 0 | FALSE | 0 | FALSE | 0 | FALSE | 0 | FALSE | 0 | FALSE | 0 | FALSE | 0
50 |  | 0 | 530 | FALSE | 0 | FALSE | 0 | FALSE | 0 | FALSE | 0 | FALSE | 0 | FALSE | 0 | FALSE | 0 | FALSE | 0 | FALSE | 0 | FALSE | 0 | FALSE | 0 | FALSE | 0 | FALSE | 0 | FALSE | 0 | FALSE | 0 | FALSE | 0 | FALSE | 0 | FALSE | 0 | FALSE | 0 | FALSE | 0 | FALSE | 0 | FALSE | 0 | FALSE | 0 | FALSE | 0 | FALSE | 0 | FALSE | 0 | FALSE | 0 | FALSE | 0 | FALSE | 0 | FALSE | 0 | TRUE | 600 | FALSE | 0 | FALSE | 0 | FALSE | 0 | FALSE | 0 | FALSE | 0 | FALSE | 0 | FALSE | 0 | FALSE | 0 | FALSE | 0 | FALSE | 0 | FALSE | 0 | FALSE | 0 | FALSE | 0 | FALSE | 0 | FALSE | 0 | FALSE | 0 | FALSE | 0 | FALSE | 0 | FALSE | 0 | FALSE | 0
50 |  | 0 | 529 | FALSE | 0 | FALSE | 0 | FALSE | 0 | FALSE | 0 | FALSE | 0 | FALSE | 0 | FALSE | 0 | FALSE | 0 | FALSE | 0 | FALSE | 0 | FALSE | 0 | FALSE | 0 | FALSE | 0 | FALSE | 0 | FALSE | 0 | FALSE | 0 | FALSE | 0 | FALSE | 0 | FALSE | 0 | FALSE | 0 | FALSE | 0 | FALSE | 0 | FALSE | 0 | FALSE | 0 | FALSE | 0 | FALSE | 0 | FALSE | 0 | FALSE | 0 | FALSE | 0 | FALSE | 0 | TRUE | 600 | FALSE | 0 | FALSE | 0 | FALSE | 0 | FALSE | 0 | FALSE | 0 | FALSE | 0 | FALSE | 0 | FALSE | 0 | FALSE | 0 | FALSE | 0 | FALSE | 0 | FALSE | 0 | FALSE | 0 | FALSE | 0 | FALSE | 0 | FALSE | 0 | FALSE | 0 | FALSE | 0 | FALSE | 0 | FALSE | 0
50 |  | 0 | 528 | FALSE | 0 | FALSE | 0 | FALSE | 0 | FALSE | 0 | FALSE | 0 | FALSE | 0 | FALSE | 0 | FALSE | 0 | FALSE | 0 | FALSE | 0 | FALSE | 0 | FALSE | 0 | FALSE | 0 | FALSE | 0 | FALSE | 0 | FALSE | 0 | FALSE | 0 | FALSE | 0 | FALSE | 0 | FALSE | 0 | FALSE | 0 | FALSE | 0 | FALSE | 0 | FALSE | 0 | FALSE | 0 | FALSE | 0 | FALSE | 0 | FALSE | 0 | FALSE | 0 | FALSE | 0 | TRUE | 600 | FALSE | 0 | FALSE | 0 | FALSE | 0 | FALSE | 0 | FALSE | 0 | FALSE | 0 | FALSE | 0 | FALSE | 0 | FALSE | 0 | FALSE | 0 | FALSE | 0 | FALSE | 0 | FALSE | 0 | FALSE | 0 | FALSE | 0 | FALSE | 0 | FALSE | 0 | FALSE | 0 | FALSE | 0 | FALSE | 0
50 |  | 0 | 527 | FALSE | 0 | FALSE | 0 | FALSE | 0 | FALSE | 0 | FALSE | 0 | FALSE | 0 | FALSE | 0 | FALSE | 0 | FALSE | 0 | FALSE | 0 | FALSE | 0 | FALSE | 0 | FALSE | 0 | FALSE | 0 | FALSE | 0 | FALSE | 0 | FALSE | 0 | FALSE | 0 | FALSE | 0 | FALSE | 0 | FALSE | 0 | FALSE | 0 | FALSE | 0 | FALSE | 0 | FALSE | 0 | FALSE | 0 | FALSE | 0 | FALSE | 0 | FALSE | 0 | FALSE | 0 | TRUE | 600 | FALSE | 0 | FALSE | 0 | FALSE | 0 | FALSE | 0 | FALSE | 0 | FALSE | 0 | FALSE | 0 | FALSE | 0 | FALSE | 0 | FALSE | 0 | FALSE | 0 | FALSE | 0 | FALSE | 0 | FALSE | 0 | FALSE | 0 | FALSE | 0 | FALSE | 0 | FALSE | 0 | FALSE | 0 | FALSE | 0
50 |  | 0 | 526 | FALSE | 0 | FALSE | 0 | FALSE | 0 | FALSE | 0 | FALSE | 0 | FALSE | 0 | FALSE | 0 | FALSE | 0 | FALSE | 0 | FALSE | 0 | FALSE | 0 | FALSE | 0 | FALSE | 0 | FALSE | 0 | FALSE | 0 | FALSE | 0 | FALSE | 0 | FALSE | 0 | FALSE | 0 | FALSE | 0 | FALSE | 0 | FALSE | 0 | FALSE | 0 | FALSE | 0 | FALSE | 0 | FALSE | 0 | FALSE | 0 | FALSE | 0 | FALSE | 0 | FALSE | 0 | TRUE | 600 | FALSE | 0 | FALSE | 0 | FALSE | 0 | FALSE | 0 | FALSE | 0 | FALSE | 0 | FALSE | 0 | FALSE | 0 | FALSE | 0 | FALSE | 0 | FALSE | 0 | FALSE | 0 | FALSE | 0 | FALSE | 0 | FALSE | 0 | FALSE | 0 | FALSE | 0 | FALSE | 0 | FALSE | 0 | FALSE | 0
50 |  | 0 | 525 | FALSE | 0 | FALSE | 0 | FALSE | 0 | FALSE | 0 | FALSE | 0 | FALSE | 0 | FALSE | 0 | FALSE | 0 | FALSE | 0 | FALSE | 0 | FALSE | 0 | FALSE | 0 | FALSE | 0 | FALSE | 0 | FALSE | 0 | FALSE | 0 | FALSE | 0 | FALSE | 0 | FALSE | 0 | FALSE | 0 | FALSE | 0 | FALSE | 0 | FALSE | 0 | FALSE | 0 | FALSE | 0 | FALSE | 0 | FALSE | 0 | FALSE | 0 | FALSE | 0 | FALSE | 0 | TRUE | 600 | FALSE | 0 | FALSE | 0 | FALSE | 0 | FALSE | 0 | FALSE | 0 | FALSE | 0 | FALSE | 0 | FALSE | 0 | FALSE | 0 | FALSE | 0 | FALSE | 0 | FALSE | 0 | FALSE | 0 | FALSE | 0 | FALSE | 0 | FALSE | 0 | FALSE | 0 | FALSE | 0 | FALSE | 0 | FALSE | 0
50 |  | 0 | 524 | FALSE | 0 | FALSE | 0 | FALSE | 0 | FALSE | 0 | FALSE | 0 | FALSE | 0 | FALSE | 0 | FALSE | 0 | FALSE | 0 | FALSE | 0 | FALSE | 0 | FALSE | 0 | FALSE | 0 | FALSE | 0 | FALSE | 0 | FALSE | 0 | FALSE | 0 | FALSE | 0 | FALSE | 0 | FALSE | 0 | FALSE | 0 | FALSE | 0 | FALSE | 0 | FALSE | 0 | FALSE | 0 | FALSE | 0 | FALSE | 0 | FALSE | 0 | FALSE | 0 | FALSE | 0 | TRUE | 600 | FALSE | 0 | FALSE | 0 | FALSE | 0 | FALSE | 0 | FALSE | 0 | FALSE | 0 | FALSE | 0 | FALSE | 0 | FALSE | 0 | FALSE | 0 | FALSE | 0 | FALSE | 0 | FALSE | 0 | FALSE | 0 | FALSE | 0 | FALSE | 0 | FALSE | 0 | FALSE | 0 | FALSE | 0 | FALSE | 0
50 |  | 0 | 523 | FALSE | 0 | FALSE | 0 | FALSE | 0 | FALSE | 0 | FALSE | 0 | FALSE | 0 | FALSE | 0 | FALSE | 0 | FALSE | 0 | FALSE | 0 | FALSE | 0 | FALSE | 0 | FALSE | 0 | FALSE | 0 | FALSE | 0 | FALSE | 0 | FALSE | 0 | FALSE | 0 | FALSE | 0 | FALSE | 0 | FALSE | 0 | FALSE | 0 | FALSE | 0 | FALSE | 0 | FALSE | 0 | FALSE | 0 | FALSE | 0 | FALSE | 0 | FALSE | 0 | FALSE | 0 | TRUE | 600 | FALSE | 0 | FALSE | 0 | FALSE | 0 | FALSE | 0 | FALSE | 0 | FALSE | 0 | FALSE | 0 | FALSE | 0 | FALSE | 0 | FALSE | 0 | FALSE | 0 | FALSE | 0 | FALSE | 0 | FALSE | 0 | FALSE | 0 | FALSE | 0 | FALSE | 0 | FALSE | 0 | FALSE | 0 | FALSE | 0
50 |  | 0 | 522 | FALSE | 0 | FALSE | 0 | FALSE | 0 | FALSE | 0 | FALSE | 0 | FALSE | 0 | FALSE | 0 | FALSE | 0 | FALSE | 0 | FALSE | 0 | FALSE | 0 | FALSE | 0 | FALSE | 0 | FALSE | 0 | FALSE | 0 | FALSE | 0 | FALSE | 0 | FALSE | 0 | FALSE | 0 | FALSE | 0 | FALSE | 0 | FALSE | 0 | FALSE | 0 | FALSE | 0 | FALSE | 0 | FALSE | 0 | FALSE | 0 | FALSE | 0 | FALSE | 0 | FALSE | 0 | TRUE | 600 | FALSE | 0 | FALSE | 0 | FALSE | 0 | FALSE | 0 | FALSE | 0 | FALSE | 0 | FALSE | 0 | FALSE | 0 | FALSE | 0 | FALSE | 0 | FALSE | 0 | FALSE | 0 | FALSE | 0 | FALSE | 0 | FALSE | 0 | FALSE | 0 | FALSE | 0 | FALSE | 0 | FALSE | 0 | FALSE | 0
50 |  | 0 | 521 | FALSE | 0 | FALSE | 0 | FALSE | 0 | FALSE | 0 | FALSE | 0 | FALSE | 0 | FALSE | 0 | FALSE | 0 | FALSE | 0 | FALSE | 0 | FALSE | 0 | FALSE | 0 | FALSE | 0 | FALSE | 0 | FALSE | 0 | FALSE | 0 | FALSE | 0 | FALSE | 0 | FALSE | 0 | FALSE | 0 | FALSE | 0 | FALSE | 0 | FALSE | 0 | FALSE | 0 | FALSE | 0 | FALSE | 0 | FALSE | 0 | FALSE | 0 | FALSE | 0 | FALSE | 0 | TRUE | 600 | FALSE | 0 | FALSE | 0 | FALSE | 0 | FALSE | 0 | FALSE | 0 | FALSE | 0 | FALSE | 0 | FALSE | 0 | FALSE | 0 | FALSE | 0 | FALSE | 0 | FALSE | 0 | FALSE | 0 | FALSE | 0 | FALSE | 0 | FALSE | 0 | FALSE | 0 | FALSE | 0 | FALSE | 0 | FALSE | 0
50 |  | 0 | 520 | FALSE | 0 | FALSE | 0 | FALSE | 0 | FALSE | 0 | FALSE | 0 | FALSE | 0 | FALSE | 0 | FALSE | 0 | FALSE | 0 | FALSE | 0 | FALSE | 0 | FALSE | 0 | FALSE | 0 | FALSE | 0 | FALSE | 0 | FALSE | 0 | FALSE | 0 | FALSE | 0 | FALSE | 0 | FALSE | 0 | FALSE | 0 | FALSE | 0 | FALSE | 0 | FALSE | 0 | FALSE | 0 | FALSE | 0 | FALSE | 0 | FALSE | 0 | FALSE | 0 | FALSE | 0 | TRUE | 600 | FALSE | 0 | FALSE | 0 | FALSE | 0 | FALSE | 0 | FALSE | 0 | FALSE | 0 | FALSE | 0 | FALSE | 0 | FALSE | 0 | FALSE | 0 | FALSE | 0 | FALSE | 0 | FALSE | 0 | FALSE | 0 | FALSE | 0 | FALSE | 0 | FALSE | 0 | FALSE | 0 | FALSE | 0 | FALSE | 0
50 |  | 0 | 519 | FALSE | 0 | FALSE | 0 | FALSE | 0 | FALSE | 0 | FALSE | 0 | FALSE | 0 | FALSE | 0 | FALSE | 0 | FALSE | 0 | FALSE | 0 | FALSE | 0 | FALSE | 0 | FALSE | 0 | FALSE | 0 | FALSE | 0 | FALSE | 0 | FALSE | 0 | FALSE | 0 | FALSE | 0 | FALSE | 0 | FALSE | 0 | FALSE | 0 | FALSE | 0 | FALSE | 0 | FALSE | 0 | FALSE | 0 | FALSE | 0 | FALSE | 0 | FALSE | 0 | FALSE | 0 | TRUE | 600 | FALSE | 0 | FALSE | 0 | FALSE | 0 | FALSE | 0 | FALSE | 0 | FALSE | 0 | FALSE | 0 | FALSE | 0 | FALSE | 0 | FALSE | 0 | FALSE | 0 | FALSE | 0 | FALSE | 0 | FALSE | 0 | FALSE | 0 | FALSE | 0 | FALSE | 0 | FALSE | 0 | FALSE | 0 | FALSE | 0
50 |  | 0 | 518 | FALSE | 0 | FALSE | 0 | FALSE | 0 | FALSE | 0 | FALSE | 0 | FALSE | 0 | FALSE | 0 | FALSE | 0 | FALSE | 0 | FALSE | 0 | FALSE | 0 | FALSE | 0 | FALSE | 0 | FALSE | 0 | FALSE | 0 | FALSE | 0 | FALSE | 0 | FALSE | 0 | FALSE | 0 | FALSE | 0 | FALSE | 0 | FALSE | 0 | FALSE | 0 | FALSE | 0 | FALSE | 0 | FALSE | 0 | FALSE | 0 | FALSE | 0 | FALSE | 0 | FALSE | 0 | TRUE | 600 | FALSE | 0 | FALSE | 0 | FALSE | 0 | FALSE | 0 | FALSE | 0 | FALSE | 0 | FALSE | 0 | FALSE | 0 | FALSE | 0 | FALSE | 0 | FALSE | 0 | FALSE | 0 | FALSE | 0 | FALSE | 0 | FALSE | 0 | FALSE | 0 | FALSE | 0 | FALSE | 0 | FALSE | 0 | FALSE | 0
50 |  | 0 | 517 | FALSE | 0 | FALSE | 0 | FALSE | 0 | FALSE | 0 | FALSE | 0 | FALSE | 0 | FALSE | 0 | FALSE | 0 | FALSE | 0 | FALSE | 0 | FALSE | 0 | FALSE | 0 | FALSE | 0 | FALSE | 0 | FALSE | 0 | FALSE | 0 | FALSE | 0 | FALSE | 0 | FALSE | 0 | FALSE | 0 | FALSE | 0 | FALSE | 0 | FALSE | 0 | FALSE | 0 | FALSE | 0 | FALSE | 0 | FALSE | 0 | FALSE | 0 | FALSE | 0 | FALSE | 0 | TRUE | 600 | FALSE | 0 | FALSE | 0 | FALSE | 0 | FALSE | 0 | FALSE | 0 | FALSE | 0 | FALSE | 0 | FALSE | 0 | FALSE | 0 | FALSE | 0 | FALSE | 0 | FALSE | 0 | FALSE | 0 | FALSE | 0 | FALSE | 0 | FALSE | 0 | FALSE | 0 | FALSE | 0 | FALSE | 0 | FALSE | 0
50 |  | 0 | 516 | FALSE | 0 | FALSE | 0 | FALSE | 0 | FALSE | 0 | FALSE | 0 | FALSE | 0 | FALSE | 0 | FALSE | 0 | FALSE | 0 | FALSE | 0 | FALSE | 0 | FALSE | 0 | FALSE | 0 | FALSE | 0 | FALSE | 0 | FALSE | 0 | FALSE | 0 | FALSE | 0 | FALSE | 0 | FALSE | 0 | FALSE | 0 | FALSE | 0 | FALSE | 0 | FALSE | 0 | FALSE | 0 | FALSE | 0 | FALSE | 0 | FALSE | 0 | FALSE | 0 | FALSE | 0 | TRUE | 600 | FALSE | 0 | FALSE | 0 | FALSE | 0 | FALSE | 0 | FALSE | 0 | FALSE | 0 | FALSE | 0 | FALSE | 0 | FALSE | 0 | FALSE | 0 | FALSE | 0 | FALSE | 0 | FALSE | 0 | FALSE | 0 | FALSE | 0 | FALSE | 0 | FALSE | 0 | FALSE | 0 | FALSE | 0 | FALSE | 0
50 |  | 0 | 515 | FALSE | 0 | FALSE | 0 | FALSE | 0 | FALSE | 0 | FALSE | 0 | FALSE | 0 | FALSE | 0 | FALSE | 0 | FALSE | 0 | FALSE | 0 | FALSE | 0 | FALSE | 0 | FALSE | 0 | FALSE | 0 | FALSE | 0 | FALSE | 0 | FALSE | 0 | FALSE | 0 | FALSE | 0 | FALSE | 0 | FALSE | 0 | FALSE | 0 | FALSE | 0 | FALSE | 0 | FALSE | 0 | FALSE | 0 | FALSE | 0 | FALSE | 0 | FALSE | 0 | FALSE | 0 | TRUE | 600 | FALSE | 0 | FALSE | 0 | FALSE | 0 | FALSE | 0 | FALSE | 0 | FALSE | 0 | FALSE | 0 | FALSE | 0 | FALSE | 0 | FALSE | 0 | FALSE | 0 | FALSE | 0 | FALSE | 0 | FALSE | 0 | FALSE | 0 | FALSE | 0 | FALSE | 0 | FALSE | 0 | FALSE | 0 | FALSE | 0
50 |  | 0 | 514 | FALSE | 0 | FALSE | 0 | FALSE | 0 | FALSE | 0 | FALSE | 0 | FALSE | 0 | FALSE | 0 | FALSE | 0 | FALSE | 0 | FALSE | 0 | FALSE | 0 | FALSE | 0 | FALSE | 0 | FALSE | 0 | FALSE | 0 | FALSE | 0 | FALSE | 0 | FALSE | 0 | FALSE | 0 | FALSE | 0 | FALSE | 0 | FALSE | 0 | FALSE | 0 | FALSE | 0 | FALSE | 0 | FALSE | 0 | FALSE | 0 | FALSE | 0 | FALSE | 0 | FALSE | 0 | TRUE | 600 | FALSE | 0 | FALSE | 0 | FALSE | 0 | FALSE | 0 | FALSE | 0 | FALSE | 0 | FALSE | 0 | FALSE | 0 | FALSE | 0 | FALSE | 0 | FALSE | 0 | FALSE | 0 | FALSE | 0 | FALSE | 0 | FALSE | 0 | FALSE | 0 | FALSE | 0 | FALSE | 0 | FALSE | 0 | FALSE | 0
50 |  | 0 | 513 | FALSE | 0 | FALSE | 0 | FALSE | 0 | FALSE | 0 | FALSE | 0 | FALSE | 0 | FALSE | 0 | FALSE | 0 | FALSE | 0 | FALSE | 0 | FALSE | 0 | FALSE | 0 | FALSE | 0 | FALSE | 0 | FALSE | 0 | FALSE | 0 | FALSE | 0 | FALSE | 0 | FALSE | 0 | FALSE | 0 | FALSE | 0 | FALSE | 0 | FALSE | 0 | FALSE | 0 | FALSE | 0 | FALSE | 0 | FALSE | 0 | FALSE | 0 | FALSE | 0 | FALSE | 0 | TRUE | 600 | FALSE | 0 | FALSE | 0 | FALSE | 0 | FALSE | 0 | FALSE | 0 | FALSE | 0 | FALSE | 0 | FALSE | 0 | FALSE | 0 | FALSE | 0 | FALSE | 0 | FALSE | 0 | FALSE | 0 | FALSE | 0 | FALSE | 0 | FALSE | 0 | FALSE | 0 | FALSE | 0 | FALSE | 0 | FALSE | 0
50 |  | 0 | 512 | FALSE | 0 | FALSE | 0 | FALSE | 0 | FALSE | 0 | FALSE | 0 | FALSE | 0 | FALSE | 0 | FALSE | 0 | FALSE | 0 | FALSE | 0 | FALSE | 0 | FALSE | 0 | FALSE | 0 | FALSE | 0 | FALSE | 0 | FALSE | 0 | FALSE | 0 | FALSE | 0 | FALSE | 0 | FALSE | 0 | FALSE | 0 | FALSE | 0 | FALSE | 0 | FALSE | 0 | FALSE | 0 | FALSE | 0 | FALSE | 0 | FALSE | 0 | FALSE | 0 | FALSE | 0 | TRUE | 600 | FALSE | 0 | FALSE | 0 | FALSE | 0 | FALSE | 0 | FALSE | 0 | FALSE | 0 | FALSE | 0 | FALSE | 0 | FALSE | 0 | FALSE | 0 | FALSE | 0 | FALSE | 0 | FALSE | 0 | FALSE | 0 | FALSE | 0 | FALSE | 0 | FALSE | 0 | FALSE | 0 | FALSE | 0 | FALSE | 0
50 |  | 0 | 511 | FALSE | 0 | FALSE | 0 | FALSE | 0 | FALSE | 0 | FALSE | 0 | FALSE | 0 | FALSE | 0 | FALSE | 0 | FALSE | 0 | FALSE | 0 | FALSE | 0 | FALSE | 0 | FALSE | 0 | FALSE | 0 | FALSE | 0 | FALSE | 0 | FALSE | 0 | FALSE | 0 | FALSE | 0 | FALSE | 0 | FALSE | 0 | FALSE | 0 | FALSE | 0 | FALSE | 0 | FALSE | 0 | FALSE | 0 | FALSE | 0 | FALSE | 0 | FALSE | 0 | FALSE | 0 | TRUE | 600 | FALSE | 0 | FALSE | 0 | FALSE | 0 | FALSE | 0 | FALSE | 0 | FALSE | 0 | FALSE | 0 | FALSE | 0 | FALSE | 0 | FALSE | 0 | FALSE | 0 | FALSE | 0 | FALSE | 0 | FALSE | 0 | FALSE | 0 | FALSE | 0 | FALSE | 0 | FALSE | 0 | FALSE | 0 | FALSE | 0
50 |  | 0 | 510 | FALSE | 0 | FALSE | 0 | FALSE | 0 | FALSE | 0 | FALSE | 0 | FALSE | 0 | FALSE | 0 | FALSE | 0 | FALSE | 0 | FALSE | 0 | FALSE | 0 | FALSE | 0 | FALSE | 0 | FALSE | 0 | FALSE | 0 | FALSE | 0 | FALSE | 0 | FALSE | 0 | FALSE | 0 | FALSE | 0 | FALSE | 0 | FALSE | 0 | FALSE | 0 | FALSE | 0 | FALSE | 0 | FALSE | 0 | FALSE | 0 | FALSE | 0 | FALSE | 0 | FALSE | 0 | TRUE | 600 | FALSE | 0 | FALSE | 0 | FALSE | 0 | FALSE | 0 | FALSE | 0 | FALSE | 0 | FALSE | 0 | FALSE | 0 | FALSE | 0 | FALSE | 0 | FALSE | 0 | FALSE | 0 | FALSE | 0 | FALSE | 0 | FALSE | 0 | FALSE | 0 | FALSE | 0 | FALSE | 0 | FALSE | 0 | FALSE | 0
50 |  | 0 | 509 | FALSE | 0 | FALSE | 0 | FALSE | 0 | FALSE | 0 | FALSE | 0 | FALSE | 0 | FALSE | 0 | FALSE | 0 | FALSE | 0 | FALSE | 0 | FALSE | 0 | FALSE | 0 | FALSE | 0 | FALSE | 0 | FALSE | 0 | FALSE | 0 | FALSE | 0 | FALSE | 0 | FALSE | 0 | FALSE | 0 | FALSE | 0 | FALSE | 0 | FALSE | 0 | FALSE | 0 | FALSE | 0 | FALSE | 0 | FALSE | 0 | FALSE | 0 | FALSE | 0 | FALSE | 0 | TRUE | 600 | FALSE | 0 | FALSE | 0 | FALSE | 0 | FALSE | 0 | FALSE | 0 | FALSE | 0 | FALSE | 0 | FALSE | 0 | FALSE | 0 | FALSE | 0 | FALSE | 0 | FALSE | 0 | FALSE | 0 | FALSE | 0 | FALSE | 0 | FALSE | 0 | FALSE | 0 | FALSE | 0 | FALSE | 0 | FALSE | 0
50 |  | 0 | 508 | FALSE | 0 | FALSE | 0 | FALSE | 0 | FALSE | 0 | FALSE | 0 | FALSE | 0 | FALSE | 0 | FALSE | 0 | FALSE | 0 | FALSE | 0 | FALSE | 0 | FALSE | 0 | FALSE | 0 | FALSE | 0 | FALSE | 0 | FALSE | 0 | FALSE | 0 | FALSE | 0 | FALSE | 0 | FALSE | 0 | FALSE | 0 | FALSE | 0 | FALSE | 0 | FALSE | 0 | FALSE | 0 | FALSE | 0 | FALSE | 0 | FALSE | 0 | FALSE | 0 | FALSE | 0 | TRUE | 600 | FALSE | 0 | FALSE | 0 | FALSE | 0 | FALSE | 0 | FALSE | 0 | FALSE | 0 | FALSE | 0 | FALSE | 0 | FALSE | 0 | FALSE | 0 | FALSE | 0 | FALSE | 0 | FALSE | 0 | FALSE | 0 | FALSE | 0 | FALSE | 0 | FALSE | 0 | FALSE | 0 | FALSE | 0 | FALSE | 0
50 |  | 0 | 507 | FALSE | 0 | FALSE | 0 | FALSE | 0 | FALSE | 0 | FALSE | 0 | FALSE | 0 | FALSE | 0 | FALSE | 0 | FALSE | 0 | FALSE | 0 | FALSE | 0 | FALSE | 0 | FALSE | 0 | FALSE | 0 | FALSE | 0 | FALSE | 0 | FALSE | 0 | FALSE | 0 | FALSE | 0 | FALSE | 0 | FALSE | 0 | FALSE | 0 | FALSE | 0 | FALSE | 0 | FALSE | 0 | FALSE | 0 | FALSE | 0 | FALSE | 0 | FALSE | 0 | FALSE | 0 | TRUE | 600 | FALSE | 0 | FALSE | 0 | FALSE | 0 | FALSE | 0 | FALSE | 0 | FALSE | 0 | FALSE | 0 | FALSE | 0 | FALSE | 0 | FALSE | 0 | FALSE | 0 | FALSE | 0 | FALSE | 0 | FALSE | 0 | FALSE | 0 | FALSE | 0 | FALSE | 0 | FALSE | 0 | FALSE | 0 | FALSE | 0
50 |  | 0 | 506 | FALSE | 0 | FALSE | 0 | FALSE | 0 | FALSE | 0 | FALSE | 0 | FALSE | 0 | FALSE | 0 | FALSE | 0 | FALSE | 0 | FALSE | 0 | FALSE | 0 | FALSE | 0 | FALSE | 0 | FALSE | 0 | FALSE | 0 | FALSE | 0 | FALSE | 0 | FALSE | 0 | FALSE | 0 | FALSE | 0 | FALSE | 0 | FALSE | 0 | FALSE | 0 | FALSE | 0 | FALSE | 0 | FALSE | 0 | FALSE | 0 | FALSE | 0 | FALSE | 0 | FALSE | 0 | TRUE | 600 | FALSE | 0 | FALSE | 0 | FALSE | 0 | FALSE | 0 | FALSE | 0 | FALSE | 0 | FALSE | 0 | FALSE | 0 | FALSE | 0 | FALSE | 0 | FALSE | 0 | FALSE | 0 | FALSE | 0 | FALSE | 0 | FALSE | 0 | FALSE | 0 | FALSE | 0 | FALSE | 0 | FALSE | 0 | FALSE | 0
50 |  | 0 | 505 | FALSE | 0 | FALSE | 0 | FALSE | 0 | FALSE | 0 | FALSE | 0 | FALSE | 0 | FALSE | 0 | FALSE | 0 | FALSE | 0 | FALSE | 0 | FALSE | 0 | FALSE | 0 | FALSE | 0 | FALSE | 0 | FALSE | 0 | FALSE | 0 | FALSE | 0 | FALSE | 0 | FALSE | 0 | FALSE | 0 | FALSE | 0 | FALSE | 0 | FALSE | 0 | FALSE | 0 | FALSE | 0 | FALSE | 0 | FALSE | 0 | FALSE | 0 | FALSE | 0 | FALSE | 0 | TRUE | 600 | FALSE | 0 | FALSE | 0 | FALSE | 0 | FALSE | 0 | FALSE | 0 | FALSE | 0 | FALSE | 0 | FALSE | 0 | FALSE | 0 | FALSE | 0 | FALSE | 0 | FALSE | 0 | FALSE | 0 | FALSE | 0 | FALSE | 0 | FALSE | 0 | FALSE | 0 | FALSE | 0 | FALSE | 0 | FALSE | 0
50 |  | 0 | 504 | FALSE | 0 | FALSE | 0 | FALSE | 0 | FALSE | 0 | FALSE | 0 | FALSE | 0 | FALSE | 0 | FALSE | 0 | FALSE | 0 | FALSE | 0 | FALSE | 0 | FALSE | 0 | FALSE | 0 | FALSE | 0 | FALSE | 0 | FALSE | 0 | FALSE | 0 | FALSE | 0 | FALSE | 0 | FALSE | 0 | FALSE | 0 | FALSE | 0 | FALSE | 0 | FALSE | 0 | FALSE | 0 | FALSE | 0 | FALSE | 0 | FALSE | 0 | FALSE | 0 | FALSE | 0 | TRUE | 600 | FALSE | 0 | FALSE | 0 | FALSE | 0 | FALSE | 0 | FALSE | 0 | FALSE | 0 | FALSE | 0 | FALSE | 0 | FALSE | 0 | FALSE | 0 | FALSE | 0 | FALSE | 0 | FALSE | 0 | FALSE | 0 | FALSE | 0 | FALSE | 0 | FALSE | 0 | FALSE | 0 | FALSE | 0 | FALSE | 0
50 |  | 0 | 503 | FALSE | 0 | FALSE | 0 | FALSE | 0 | FALSE | 0 | FALSE | 0 | FALSE | 0 | FALSE | 0 | FALSE | 0 | FALSE | 0 | FALSE | 0 | FALSE | 0 | FALSE | 0 | FALSE | 0 | FALSE | 0 | FALSE | 0 | FALSE | 0 | FALSE | 0 | FALSE | 0 | FALSE | 0 | FALSE | 0 | FALSE | 0 | FALSE | 0 | FALSE | 0 | FALSE | 0 | FALSE | 0 | FALSE | 0 | FALSE | 0 | FALSE | 0 | FALSE | 0 | FALSE | 0 | TRUE | 600 | FALSE | 0 | FALSE | 0 | FALSE | 0 | FALSE | 0 | FALSE | 0 | FALSE | 0 | FALSE | 0 | FALSE | 0 | FALSE | 0 | FALSE | 0 | FALSE | 0 | FALSE | 0 | FALSE | 0 | FALSE | 0 | FALSE | 0 | FALSE | 0 | FALSE | 0 | FALSE | 0 | FALSE | 0 | FALSE | 0
50 |  | 0 | 502 | FALSE | 0 | FALSE | 0 | FALSE | 0 | FALSE | 0 | FALSE | 0 | FALSE | 0 | FALSE | 0 | FALSE | 0 | FALSE | 0 | FALSE | 0 | FALSE | 0 | FALSE | 0 | FALSE | 0 | FALSE | 0 | FALSE | 0 | FALSE | 0 | FALSE | 0 | FALSE | 0 | FALSE | 0 | FALSE | 0 | FALSE | 0 | FALSE | 0 | FALSE | 0 | FALSE | 0 | FALSE | 0 | FALSE | 0 | FALSE | 0 | FALSE | 0 | FALSE | 0 | FALSE | 0 | TRUE | 600 | FALSE | 0 | FALSE | 0 | FALSE | 0 | FALSE | 0 | FALSE | 0 | FALSE | 0 | FALSE | 0 | FALSE | 0 | FALSE | 0 | FALSE | 0 | FALSE | 0 | FALSE | 0 | FALSE | 0 | FALSE | 0 | FALSE | 0 | FALSE | 0 | FALSE | 0 | FALSE | 0 | FALSE | 0 | FALSE | 0
50 |  | 0 | 501 | FALSE | 0 | FALSE | 0 | FALSE | 0 | FALSE | 0 | FALSE | 0 | FALSE | 0 | FALSE | 0 | FALSE | 0 | FALSE | 0 | FALSE | 0 | FALSE | 0 | FALSE | 0 | FALSE | 0 | FALSE | 0 | FALSE | 0 | FALSE | 0 | FALSE | 0 | FALSE | 0 | FALSE | 0 | FALSE | 0 | FALSE | 0 | FALSE | 0 | FALSE | 0 | FALSE | 0 | FALSE | 0 | FALSE | 0 | FALSE | 0 | FALSE | 0 | FALSE | 0 | FALSE | 0 | TRUE | 600 | FALSE | 0 | FALSE | 0 | FALSE | 0 | FALSE | 0 | FALSE | 0 | FALSE | 0 | FALSE | 0 | FALSE | 0 | FALSE | 0 | FALSE | 0 | FALSE | 0 | FALSE | 0 | FALSE | 0 | FALSE | 0 | FALSE | 0 | FALSE | 0 | FALSE | 0 | FALSE | 0 | FALSE | 0 | FALSE | 0
50 |  | 0 | 500 | FALSE | 0 | FALSE | 0 | FALSE | 0 | FALSE | 0 | FALSE | 0 | FALSE | 0 | FALSE | 0 | FALSE | 0 | FALSE | 0 | FALSE | 0 | FALSE | 0 | FALSE | 0 | FALSE | 0 | FALSE | 0 | FALSE | 0 | FALSE | 0 | FALSE | 0 | FALSE | 0 | FALSE | 0 | FALSE | 0 | FALSE | 0 | FALSE | 0 | FALSE | 0 | FALSE | 0 | FALSE | 0 | FALSE | 0 | FALSE | 0 | FALSE | 0 | FALSE | 0 | FALSE | 0 | TRUE | 600 | FALSE | 0 | FALSE | 0 | FALSE | 0 | FALSE | 0 | FALSE | 0 | FALSE | 0 | FALSE | 0 | FALSE | 0 | FALSE | 0 | FALSE | 0 | FALSE | 0 | FALSE | 0 | FALSE | 0 | FALSE | 0 | FALSE | 0 | FALSE | 0 | FALSE | 0 | FALSE | 0 | FALSE | 0 | FALSE | 0
50 |  | 0 | 499 | FALSE | 0 | FALSE | 0 | FALSE | 0 | FALSE | 0 | FALSE | 0 | FALSE | 0 | FALSE | 0 | FALSE | 0 | FALSE | 0 | FALSE | 0 | FALSE | 0 | FALSE | 0 | FALSE | 0 | FALSE | 0 | FALSE | 0 | FALSE | 0 | FALSE | 0 | FALSE | 0 | FALSE | 0 | FALSE | 0 | FALSE | 0 | FALSE | 0 | FALSE | 0 | FALSE | 0 | FALSE | 0 | FALSE | 0 | FALSE | 0 | FALSE | 0 | FALSE | 0 | FALSE | 0 | TRUE | 600 | FALSE | 0 | FALSE | 0 | FALSE | 0 | FALSE | 0 | FALSE | 0 | FALSE | 0 | FALSE | 0 | FALSE | 0 | FALSE | 0 | FALSE | 0 | FALSE | 0 | FALSE | 0 | FALSE | 0 | FALSE | 0 | FALSE | 0 | FALSE | 0 | FALSE | 0 | FALSE | 0 | FALSE | 0 | FALSE | 0
50 |  | 0 | 498 | FALSE | 0 | FALSE | 0 | FALSE | 0 | FALSE | 0 | FALSE | 0 | FALSE | 0 | FALSE | 0 | FALSE | 0 | FALSE | 0 | FALSE | 0 | FALSE | 0 | FALSE | 0 | FALSE | 0 | FALSE | 0 | FALSE | 0 | FALSE | 0 | FALSE | 0 | FALSE | 0 | FALSE | 0 | FALSE | 0 | FALSE | 0 | FALSE | 0 | FALSE | 0 | FALSE | 0 | FALSE | 0 | FALSE | 0 | FALSE | 0 | FALSE | 0 | FALSE | 0 | FALSE | 0 | TRUE | 600 | FALSE | 0 | FALSE | 0 | FALSE | 0 | FALSE | 0 | FALSE | 0 | FALSE | 0 | FALSE | 0 | FALSE | 0 | FALSE | 0 | FALSE | 0 | FALSE | 0 | FALSE | 0 | FALSE | 0 | FALSE | 0 | FALSE | 0 | FALSE | 0 | FALSE | 0 | FALSE | 0 | FALSE | 0 | FALSE | 0
50 |  | 0 | 497 | FALSE | 0 | FALSE | 0 | FALSE | 0 | FALSE | 0 | FALSE | 0 | FALSE | 0 | FALSE | 0 | FALSE | 0 | FALSE | 0 | FALSE | 0 | FALSE | 0 | FALSE | 0 | FALSE | 0 | FALSE | 0 | FALSE | 0 | FALSE | 0 | FALSE | 0 | FALSE | 0 | FALSE | 0 | FALSE | 0 | FALSE | 0 | FALSE | 0 | FALSE | 0 | FALSE | 0 | FALSE | 0 | FALSE | 0 | FALSE | 0 | FALSE | 0 | FALSE | 0 | FALSE | 0 | TRUE | 600 | FALSE | 0 | FALSE | 0 | FALSE | 0 | FALSE | 0 | FALSE | 0 | FALSE | 0 | FALSE | 0 | FALSE | 0 | FALSE | 0 | FALSE | 0 | FALSE | 0 | FALSE | 0 | FALSE | 0 | FALSE | 0 | FALSE | 0 | FALSE | 0 | FALSE | 0 | FALSE | 0 | FALSE | 0 | FALSE | 0
50 |  | 0 | 496 | FALSE | 0 | FALSE | 0 | FALSE | 0 | FALSE | 0 | FALSE | 0 | FALSE | 0 | FALSE | 0 | FALSE | 0 | FALSE | 0 | FALSE | 0 | FALSE | 0 | FALSE | 0 | FALSE | 0 | FALSE | 0 | FALSE | 0 | FALSE | 0 | FALSE | 0 | FALSE | 0 | FALSE | 0 | FALSE | 0 | FALSE | 0 | FALSE | 0 | FALSE | 0 | FALSE | 0 | FALSE | 0 | FALSE | 0 | FALSE | 0 | FALSE | 0 | FALSE | 0 | FALSE | 0 | TRUE | 600 | FALSE | 0 | FALSE | 0 | FALSE | 0 | FALSE | 0 | FALSE | 0 | FALSE | 0 | FALSE | 0 | FALSE | 0 | FALSE | 0 | FALSE | 0 | FALSE | 0 | FALSE | 0 | FALSE | 0 | FALSE | 0 | FALSE | 0 | FALSE | 0 | FALSE | 0 | FALSE | 0 | FALSE | 0 | FALSE | 0
50 |  | 0 | 495 | FALSE | 0 | FALSE | 0 | FALSE | 0 | FALSE | 0 | FALSE | 0 | FALSE | 0 | FALSE | 0 | FALSE | 0 | FALSE | 0 | FALSE | 0 | FALSE | 0 | FALSE | 0 | FALSE | 0 | FALSE | 0 | FALSE | 0 | FALSE | 0 | FALSE | 0 | FALSE | 0 | FALSE | 0 | FALSE | 0 | FALSE | 0 | FALSE | 0 | FALSE | 0 | FALSE | 0 | FALSE | 0 | FALSE | 0 | FALSE | 0 | FALSE | 0 | FALSE | 0 | FALSE | 0 | TRUE | 600 | FALSE | 0 | FALSE | 0 | FALSE | 0 | FALSE | 0 | FALSE | 0 | FALSE | 0 | FALSE | 0 | FALSE | 0 | FALSE | 0 | FALSE | 0 | FALSE | 0 | FALSE | 0 | FALSE | 0 | FALSE | 0 | FALSE | 0 | FALSE | 0 | FALSE | 0 | FALSE | 0 | FALSE | 0 | FALSE | 0
50 |  | 0 | 494 | FALSE | 0 | FALSE | 0 | FALSE | 0 | FALSE | 0 | FALSE | 0 | FALSE | 0 | FALSE | 0 | FALSE | 0 | FALSE | 0 | FALSE | 0 | FALSE | 0 | FALSE | 0 | FALSE | 0 | FALSE | 0 | FALSE | 0 | FALSE | 0 | FALSE | 0 | FALSE | 0 | FALSE | 0 | FALSE | 0 | FALSE | 0 | FALSE | 0 | FALSE | 0 | FALSE | 0 | FALSE | 0 | FALSE | 0 | FALSE | 0 | FALSE | 0 | FALSE | 0 | FALSE | 0 | TRUE | 600 | FALSE | 0 | FALSE | 0 | FALSE | 0 | FALSE | 0 | FALSE | 0 | FALSE | 0 | FALSE | 0 | FALSE | 0 | FALSE | 0 | FALSE | 0 | FALSE | 0 | FALSE | 0 | FALSE | 0 | FALSE | 0 | FALSE | 0 | FALSE | 0 | FALSE | 0 | FALSE | 0 | FALSE | 0 | FALSE | 0
50 |  | 0 | 493 | FALSE | 0 | FALSE | 0 | FALSE | 0 | FALSE | 0 | FALSE | 0 | FALSE | 0 | FALSE | 0 | FALSE | 0 | FALSE | 0 | FALSE | 0 | FALSE | 0 | FALSE | 0 | FALSE | 0 | FALSE | 0 | FALSE | 0 | FALSE | 0 | FALSE | 0 | FALSE | 0 | FALSE | 0 | FALSE | 0 | FALSE | 0 | FALSE | 0 | FALSE | 0 | FALSE | 0 | FALSE | 0 | FALSE | 0 | FALSE | 0 | FALSE | 0 | FALSE | 0 | FALSE | 0 | TRUE | 600 | FALSE | 0 | FALSE | 0 | FALSE | 0 | FALSE | 0 | FALSE | 0 | FALSE | 0 | FALSE | 0 | FALSE | 0 | FALSE | 0 | FALSE | 0 | FALSE | 0 | FALSE | 0 | FALSE | 0 | FALSE | 0 | FALSE | 0 | FALSE | 0 | FALSE | 0 | FALSE | 0 | FALSE | 0 | FALSE | 0
50 |  | 0 | 492 | FALSE | 0 | FALSE | 0 | FALSE | 0 | FALSE | 0 | FALSE | 0 | FALSE | 0 | FALSE | 0 | FALSE | 0 | FALSE | 0 | FALSE | 0 | FALSE | 0 | FALSE | 0 | FALSE | 0 | FALSE | 0 | FALSE | 0 | FALSE | 0 | FALSE | 0 | FALSE | 0 | FALSE | 0 | FALSE | 0 | FALSE | 0 | FALSE | 0 | FALSE | 0 | FALSE | 0 | FALSE | 0 | FALSE | 0 | FALSE | 0 | FALSE | 0 | FALSE | 0 | FALSE | 0 | TRUE | 600 | FALSE | 0 | FALSE | 0 | FALSE | 0 | FALSE | 0 | FALSE | 0 | FALSE | 0 | FALSE | 0 | FALSE | 0 | FALSE | 0 | FALSE | 0 | FALSE | 0 | FALSE | 0 | FALSE | 0 | FALSE | 0 | FALSE | 0 | FALSE | 0 | FALSE | 0 | FALSE | 0 | FALSE | 0 | FALSE | 0
50 |  | 0 | 491 | FALSE | 0 | FALSE | 0 | FALSE | 0 | FALSE | 0 | FALSE | 0 | FALSE | 0 | FALSE | 0 | FALSE | 0 | FALSE | 0 | FALSE | 0 | FALSE | 0 | FALSE | 0 | FALSE | 0 | FALSE | 0 | FALSE | 0 | FALSE | 0 | FALSE | 0 | FALSE | 0 | FALSE | 0 | FALSE | 0 | FALSE | 0 | FALSE | 0 | FALSE | 0 | FALSE | 0 | FALSE | 0 | FALSE | 0 | FALSE | 0 | FALSE | 0 | FALSE | 0 | FALSE | 0 | TRUE | 600 | FALSE | 0 | FALSE | 0 | FALSE | 0 | FALSE | 0 | FALSE | 0 | FALSE | 0 | FALSE | 0 | FALSE | 0 | FALSE | 0 | FALSE | 0 | FALSE | 0 | FALSE | 0 | FALSE | 0 | FALSE | 0 | FALSE | 0 | FALSE | 0 | FALSE | 0 | FALSE | 0 | FALSE | 0 | FALSE | 0
50 |  | 0 | 490 | FALSE | 0 | FALSE | 0 | FALSE | 0 | FALSE | 0 | FALSE | 0 | FALSE | 0 | FALSE | 0 | FALSE | 0 | FALSE | 0 | FALSE | 0 | FALSE | 0 | FALSE | 0 | FALSE | 0 | FALSE | 0 | FALSE | 0 | FALSE | 0 | FALSE | 0 | FALSE | 0 | FALSE | 0 | FALSE | 0 | FALSE | 0 | FALSE | 0 | FALSE | 0 | FALSE | 0 | FALSE | 0 | FALSE | 0 | FALSE | 0 | FALSE | 0 | FALSE | 0 | FALSE | 0 | TRUE | 600 | FALSE | 0 | FALSE | 0 | FALSE | 0 | FALSE | 0 | FALSE | 0 | FALSE | 0 | FALSE | 0 | FALSE | 0 | FALSE | 0 | FALSE | 0 | FALSE | 0 | FALSE | 0 | FALSE | 0 | FALSE | 0 | FALSE | 0 | FALSE | 0 | FALSE | 0 | FALSE | 0 | FALSE | 0 | FALSE | 0
50 |  | 0 | 489 | FALSE | 0 | FALSE | 0 | FALSE | 0 | FALSE | 0 | FALSE | 0 | FALSE | 0 | FALSE | 0 | FALSE | 0 | FALSE | 0 | FALSE | 0 | FALSE | 0 | FALSE | 0 | FALSE | 0 | FALSE | 0 | FALSE | 0 | FALSE | 0 | FALSE | 0 | FALSE | 0 | FALSE | 0 | FALSE | 0 | FALSE | 0 | FALSE | 0 | FALSE | 0 | FALSE | 0 | FALSE | 0 | FALSE | 0 | FALSE | 0 | FALSE | 0 | FALSE | 0 | FALSE | 0 | TRUE | 600 | FALSE | 0 | FALSE | 0 | FALSE | 0 | FALSE | 0 | FALSE | 0 | FALSE | 0 | FALSE | 0 | FALSE | 0 | FALSE | 0 | FALSE | 0 | FALSE | 0 | FALSE | 0 | FALSE | 0 | FALSE | 0 | FALSE | 0 | FALSE | 0 | FALSE | 0 | FALSE | 0 | FALSE | 0 | FALSE | 0
50 |  | 0 | 488 | FALSE | 0 | FALSE | 0 | FALSE | 0 | FALSE | 0 | FALSE | 0 | FALSE | 0 | FALSE | 0 | FALSE | 0 | FALSE | 0 | FALSE | 0 | FALSE | 0 | FALSE | 0 | FALSE | 0 | FALSE | 0 | FALSE | 0 | FALSE | 0 | FALSE | 0 | FALSE | 0 | FALSE | 0 | FALSE | 0 | FALSE | 0 | FALSE | 0 | FALSE | 0 | FALSE | 0 | FALSE | 0 | FALSE | 0 | FALSE | 0 | FALSE | 0 | FALSE | 0 | FALSE | 0 | TRUE | 600 | FALSE | 0 | FALSE | 0 | FALSE | 0 | FALSE | 0 | FALSE | 0 | FALSE | 0 | FALSE | 0 | FALSE | 0 | FALSE | 0 | FALSE | 0 | FALSE | 0 | FALSE | 0 | FALSE | 0 | FALSE | 0 | FALSE | 0 | FALSE | 0 | FALSE | 0 | FALSE | 0 | FALSE | 0 | FALSE | 0
50 |  | 0 | 487 | FALSE | 0 | FALSE | 0 | FALSE | 0 | FALSE | 0 | FALSE | 0 | FALSE | 0 | FALSE | 0 | FALSE | 0 | FALSE | 0 | FALSE | 0 | FALSE | 0 | FALSE | 0 | FALSE | 0 | FALSE | 0 | FALSE | 0 | FALSE | 0 | FALSE | 0 | FALSE | 0 | FALSE | 0 | FALSE | 0 | FALSE | 0 | FALSE | 0 | FALSE | 0 | FALSE | 0 | FALSE | 0 | FALSE | 0 | FALSE | 0 | FALSE | 0 | FALSE | 0 | FALSE | 0 | TRUE | 600 | FALSE | 0 | FALSE | 0 | FALSE | 0 | FALSE | 0 | FALSE | 0 | FALSE | 0 | FALSE | 0 | FALSE | 0 | FALSE | 0 | FALSE | 0 | FALSE | 0 | FALSE | 0 | FALSE | 0 | FALSE | 0 | FALSE | 0 | FALSE | 0 | FALSE | 0 | FALSE | 0 | FALSE | 0 | FALSE | 0
50 |  | 0 | 486 | FALSE | 0 | FALSE | 0 | FALSE | 0 | FALSE | 0 | FALSE | 0 | FALSE | 0 | FALSE | 0 | FALSE | 0 | FALSE | 0 | FALSE | 0 | FALSE | 0 | FALSE | 0 | FALSE | 0 | FALSE | 0 | FALSE | 0 | FALSE | 0 | FALSE | 0 | FALSE | 0 | FALSE | 0 | FALSE | 0 | FALSE | 0 | FALSE | 0 | FALSE | 0 | FALSE | 0 | FALSE | 0 | FALSE | 0 | FALSE | 0 | FALSE | 0 | FALSE | 0 | FALSE | 0 | TRUE | 600 | FALSE | 0 | FALSE | 0 | FALSE | 0 | FALSE | 0 | FALSE | 0 | FALSE | 0 | FALSE | 0 | FALSE | 0 | FALSE | 0 | FALSE | 0 | FALSE | 0 | FALSE | 0 | FALSE | 0 | FALSE | 0 | FALSE | 0 | FALSE | 0 | FALSE | 0 | FALSE | 0 | FALSE | 0 | FALSE | 0
50 |  | 0 | 485 | FALSE | 0 | FALSE | 0 | FALSE | 0 | FALSE | 0 | FALSE | 0 | FALSE | 0 | FALSE | 0 | FALSE | 0 | FALSE | 0 | FALSE | 0 | FALSE | 0 | FALSE | 0 | FALSE | 0 | FALSE | 0 | FALSE | 0 | FALSE | 0 | FALSE | 0 | FALSE | 0 | FALSE | 0 | FALSE | 0 | FALSE | 0 | FALSE | 0 | FALSE | 0 | FALSE | 0 | FALSE | 0 | FALSE | 0 | FALSE | 0 | FALSE | 0 | FALSE | 0 | FALSE | 0 | TRUE | 600 | FALSE | 0 | FALSE | 0 | FALSE | 0 | FALSE | 0 | FALSE | 0 | FALSE | 0 | FALSE | 0 | FALSE | 0 | FALSE | 0 | FALSE | 0 | FALSE | 0 | FALSE | 0 | FALSE | 0 | FALSE | 0 | FALSE | 0 | FALSE | 0 | FALSE | 0 | FALSE | 0 | FALSE | 0 | FALSE | 0
50 |  | 0 | 484 | FALSE | 0 | FALSE | 0 | FALSE | 0 | FALSE | 0 | FALSE | 0 | FALSE | 0 | FALSE | 0 | FALSE | 0 | FALSE | 0 | FALSE | 0 | FALSE | 0 | FALSE | 0 | FALSE | 0 | FALSE | 0 | FALSE | 0 | FALSE | 0 | FALSE | 0 | FALSE | 0 | FALSE | 0 | FALSE | 0 | FALSE | 0 | FALSE | 0 | FALSE | 0 | FALSE | 0 | FALSE | 0 | FALSE | 0 | FALSE | 0 | FALSE | 0 | FALSE | 0 | FALSE | 0 | TRUE | 600 | FALSE | 0 | FALSE | 0 | FALSE | 0 | FALSE | 0 | FALSE | 0 | FALSE | 0 | FALSE | 0 | FALSE | 0 | FALSE | 0 | FALSE | 0 | FALSE | 0 | FALSE | 0 | FALSE | 0 | FALSE | 0 | FALSE | 0 | FALSE | 0 | FALSE | 0 | FALSE | 0 | FALSE | 0 | FALSE | 0
50 |  | 0 | 483 | FALSE | 0 | FALSE | 0 | FALSE | 0 | FALSE | 0 | FALSE | 0 | FALSE | 0 | FALSE | 0 | FALSE | 0 | FALSE | 0 | FALSE | 0 | FALSE | 0 | FALSE | 0 | FALSE | 0 | FALSE | 0 | FALSE | 0 | FALSE | 0 | FALSE | 0 | FALSE | 0 | FALSE | 0 | FALSE | 0 | FALSE | 0 | FALSE | 0 | FALSE | 0 | FALSE | 0 | FALSE | 0 | FALSE | 0 | FALSE | 0 | FALSE | 0 | FALSE | 0 | FALSE | 0 | TRUE | 600 | FALSE | 0 | FALSE | 0 | FALSE | 0 | FALSE | 0 | FALSE | 0 | FALSE | 0 | FALSE | 0 | FALSE | 0 | FALSE | 0 | FALSE | 0 | FALSE | 0 | FALSE | 0 | FALSE | 0 | FALSE | 0 | FALSE | 0 | FALSE | 0 | FALSE | 0 | FALSE | 0 | FALSE | 0 | FALSE | 0
50 |  | 0 | 482 | FALSE | 0 | FALSE | 0 | FALSE | 0 | FALSE | 0 | FALSE | 0 | FALSE | 0 | FALSE | 0 | FALSE | 0 | FALSE | 0 | FALSE | 0 | FALSE | 0 | FALSE | 0 | FALSE | 0 | FALSE | 0 | FALSE | 0 | FALSE | 0 | FALSE | 0 | FALSE | 0 | FALSE | 0 | FALSE | 0 | FALSE | 0 | FALSE | 0 | FALSE | 0 | FALSE | 0 | FALSE | 0 | FALSE | 0 | FALSE | 0 | FALSE | 0 | FALSE | 0 | FALSE | 0 | TRUE | 600 | FALSE | 0 | FALSE | 0 | FALSE | 0 | FALSE | 0 | FALSE | 0 | FALSE | 0 | FALSE | 0 | FALSE | 0 | FALSE | 0 | FALSE | 0 | FALSE | 0 | FALSE | 0 | FALSE | 0 | FALSE | 0 | FALSE | 0 | FALSE | 0 | FALSE | 0 | FALSE | 0 | FALSE | 0 | FALSE | 0
50 |  | 0 | 481 | FALSE | 0 | FALSE | 0 | FALSE | 0 | FALSE | 0 | FALSE | 0 | FALSE | 0 | FALSE | 0 | FALSE | 0 | FALSE | 0 | FALSE | 0 | FALSE | 0 | FALSE | 0 | FALSE | 0 | FALSE | 0 | FALSE | 0 | FALSE | 0 | FALSE | 0 | FALSE | 0 | FALSE | 0 | FALSE | 0 | FALSE | 0 | FALSE | 0 | FALSE | 0 | FALSE | 0 | FALSE | 0 | FALSE | 0 | FALSE | 0 | FALSE | 0 | FALSE | 0 | FALSE | 0 | TRUE | 600 | FALSE | 0 | FALSE | 0 | FALSE | 0 | FALSE | 0 | FALSE | 0 | FALSE | 0 | FALSE | 0 | FALSE | 0 | FALSE | 0 | FALSE | 0 | FALSE | 0 | FALSE | 0 | FALSE | 0 | FALSE | 0 | FALSE | 0 | FALSE | 0 | FALSE | 0 | FALSE | 0 | FALSE | 0 | FALSE | 0
50 |  | 0 | 480 | FALSE | 0 | FALSE | 0 | FALSE | 0 | FALSE | 0 | FALSE | 0 | FALSE | 0 | FALSE | 0 | FALSE | 0 | FALSE | 0 | FALSE | 0 | FALSE | 0 | FALSE | 0 | FALSE | 0 | FALSE | 0 | FALSE | 0 | FALSE | 0 | FALSE | 0 | FALSE | 0 | FALSE | 0 | FALSE | 0 | FALSE | 0 | FALSE | 0 | FALSE | 0 | FALSE | 0 | FALSE | 0 | FALSE | 0 | FALSE | 0 | FALSE | 0 | FALSE | 0 | FALSE | 0 | TRUE | 600 | FALSE | 0 | FALSE | 0 | FALSE | 0 | FALSE | 0 | FALSE | 0 | FALSE | 0 | FALSE | 0 | FALSE | 0 | FALSE | 0 | FALSE | 0 | FALSE | 0 | FALSE | 0 | FALSE | 0 | FALSE | 0 | FALSE | 0 | FALSE | 0 | FALSE | 0 | FALSE | 0 | FALSE | 0 | FALSE | 0
50 |  | 0 | 479 | FALSE | 0 | FALSE | 0 | FALSE | 0 | FALSE | 0 | FALSE | 0 | FALSE | 0 | FALSE | 0 | FALSE | 0 | FALSE | 0 | FALSE | 0 | FALSE | 0 | FALSE | 0 | FALSE | 0 | FALSE | 0 | FALSE | 0 | FALSE | 0 | FALSE | 0 | FALSE | 0 | FALSE | 0 | FALSE | 0 | FALSE | 0 | FALSE | 0 | FALSE | 0 | FALSE | 0 | FALSE | 0 | FALSE | 0 | FALSE | 0 | FALSE | 0 | FALSE | 0 | FALSE | 0 | TRUE | 600 | FALSE | 0 | FALSE | 0 | FALSE | 0 | FALSE | 0 | FALSE | 0 | FALSE | 0 | FALSE | 0 | FALSE | 0 | FALSE | 0 | FALSE | 0 | FALSE | 0 | FALSE | 0 | FALSE | 0 | FALSE | 0 | FALSE | 0 | FALSE | 0 | FALSE | 0 | FALSE | 0 | FALSE | 0 | FALSE | 0
50 |  | 0 | 478 | FALSE | 0 | FALSE | 0 | FALSE | 0 | FALSE | 0 | FALSE | 0 | FALSE | 0 | FALSE | 0 | FALSE | 0 | FALSE | 0 | FALSE | 0 | FALSE | 0 | FALSE | 0 | FALSE | 0 | FALSE | 0 | FALSE | 0 | FALSE | 0 | FALSE | 0 | FALSE | 0 | FALSE | 0 | FALSE | 0 | FALSE | 0 | FALSE | 0 | FALSE | 0 | FALSE | 0 | FALSE | 0 | FALSE | 0 | FALSE | 0 | FALSE | 0 | FALSE | 0 | FALSE | 0 | TRUE | 600 | FALSE | 0 | FALSE | 0 | FALSE | 0 | FALSE | 0 | FALSE | 0 | FALSE | 0 | FALSE | 0 | FALSE | 0 | FALSE | 0 | FALSE | 0 | FALSE | 0 | FALSE | 0 | FALSE | 0 | FALSE | 0 | FALSE | 0 | FALSE | 0 | FALSE | 0 | FALSE | 0 | FALSE | 0 | FALSE | 0
50 |  | 0 | 477 | FALSE | 0 | FALSE | 0 | FALSE | 0 | FALSE | 0 | FALSE | 0 | FALSE | 0 | FALSE | 0 | FALSE | 0 | FALSE | 0 | FALSE | 0 | FALSE | 0 | FALSE | 0 | FALSE | 0 | FALSE | 0 | FALSE | 0 | FALSE | 0 | FALSE | 0 | FALSE | 0 | FALSE | 0 | FALSE | 0 | FALSE | 0 | FALSE | 0 | FALSE | 0 | FALSE | 0 | FALSE | 0 | FALSE | 0 | FALSE | 0 | FALSE | 0 | FALSE | 0 | FALSE | 0 | TRUE | 600 | FALSE | 0 | FALSE | 0 | FALSE | 0 | FALSE | 0 | FALSE | 0 | FALSE | 0 | FALSE | 0 | FALSE | 0 | FALSE | 0 | FALSE | 0 | FALSE | 0 | FALSE | 0 | FALSE | 0 | FALSE | 0 | FALSE | 0 | FALSE | 0 | FALSE | 0 | FALSE | 0 | FALSE | 0 | FALSE | 0
50 |  | 0 | 476 | FALSE | 0 | FALSE | 0 | FALSE | 0 | FALSE | 0 | FALSE | 0 | FALSE | 0 | FALSE | 0 | FALSE | 0 | FALSE | 0 | FALSE | 0 | FALSE | 0 | FALSE | 0 | FALSE | 0 | FALSE | 0 | FALSE | 0 | FALSE | 0 | FALSE | 0 | FALSE | 0 | FALSE | 0 | FALSE | 0 | FALSE | 0 | FALSE | 0 | FALSE | 0 | FALSE | 0 | FALSE | 0 | FALSE | 0 | FALSE | 0 | FALSE | 0 | FALSE | 0 | FALSE | 0 | TRUE | 600 | FALSE | 0 | FALSE | 0 | FALSE | 0 | FALSE | 0 | FALSE | 0 | FALSE | 0 | FALSE | 0 | FALSE | 0 | FALSE | 0 | FALSE | 0 | FALSE | 0 | FALSE | 0 | FALSE | 0 | FALSE | 0 | FALSE | 0 | FALSE | 0 | FALSE | 0 | FALSE | 0 | FALSE | 0 | FALSE | 0
50 |  | 0 | 475 | FALSE | 0 | FALSE | 0 | FALSE | 0 | FALSE | 0 | FALSE | 0 | FALSE | 0 | FALSE | 0 | FALSE | 0 | FALSE | 0 | FALSE | 0 | FALSE | 0 | FALSE | 0 | FALSE | 0 | FALSE | 0 | FALSE | 0 | FALSE | 0 | FALSE | 0 | FALSE | 0 | FALSE | 0 | FALSE | 0 | FALSE | 0 | FALSE | 0 | FALSE | 0 | FALSE | 0 | FALSE | 0 | FALSE | 0 | FALSE | 0 | FALSE | 0 | FALSE | 0 | FALSE | 0 | TRUE | 600 | FALSE | 0 | FALSE | 0 | FALSE | 0 | FALSE | 0 | FALSE | 0 | FALSE | 0 | FALSE | 0 | FALSE | 0 | FALSE | 0 | FALSE | 0 | FALSE | 0 | FALSE | 0 | FALSE | 0 | FALSE | 0 | FALSE | 0 | FALSE | 0 | FALSE | 0 | FALSE | 0 | FALSE | 0 | FALSE | 0
50 |  | 0 | 474 | FALSE | 0 | FALSE | 0 | FALSE | 0 | FALSE | 0 | FALSE | 0 | FALSE | 0 | FALSE | 0 | FALSE | 0 | FALSE | 0 | FALSE | 0 | FALSE | 0 | FALSE | 0 | FALSE | 0 | FALSE | 0 | FALSE | 0 | FALSE | 0 | FALSE | 0 | FALSE | 0 | FALSE | 0 | FALSE | 0 | FALSE | 0 | FALSE | 0 | FALSE | 0 | FALSE | 0 | FALSE | 0 | FALSE | 0 | FALSE | 0 | FALSE | 0 | FALSE | 0 | FALSE | 0 | TRUE | 600 | FALSE | 0 | FALSE | 0 | FALSE | 0 | FALSE | 0 | FALSE | 0 | FALSE | 0 | FALSE | 0 | FALSE | 0 | FALSE | 0 | FALSE | 0 | FALSE | 0 | FALSE | 0 | FALSE | 0 | FALSE | 0 | FALSE | 0 | FALSE | 0 | FALSE | 0 | FALSE | 0 | FALSE | 0 | FALSE | 0
50 |  | 0 | 473 | FALSE | 0 | FALSE | 0 | FALSE | 0 | FALSE | 0 | FALSE | 0 | FALSE | 0 | FALSE | 0 | FALSE | 0 | FALSE | 0 | FALSE | 0 | FALSE | 0 | FALSE | 0 | FALSE | 0 | FALSE | 0 | FALSE | 0 | FALSE | 0 | FALSE | 0 | FALSE | 0 | FALSE | 0 | FALSE | 0 | FALSE | 0 | FALSE | 0 | FALSE | 0 | FALSE | 0 | FALSE | 0 | FALSE | 0 | FALSE | 0 | FALSE | 0 | FALSE | 0 | FALSE | 0 | TRUE | 600 | FALSE | 0 | FALSE | 0 | FALSE | 0 | FALSE | 0 | FALSE | 0 | FALSE | 0 | FALSE | 0 | FALSE | 0 | FALSE | 0 | FALSE | 0 | FALSE | 0 | FALSE | 0 | FALSE | 0 | FALSE | 0 | FALSE | 0 | FALSE | 0 | FALSE | 0 | FALSE | 0 | FALSE | 0 | FALSE | 0
50 |  | 0 | 472 | FALSE | 0 | FALSE | 0 | FALSE | 0 | FALSE | 0 | FALSE | 0 | FALSE | 0 | FALSE | 0 | FALSE | 0 | FALSE | 0 | FALSE | 0 | FALSE | 0 | FALSE | 0 | FALSE | 0 | FALSE | 0 | FALSE | 0 | FALSE | 0 | FALSE | 0 | FALSE | 0 | FALSE | 0 | FALSE | 0 | FALSE | 0 | FALSE | 0 | FALSE | 0 | FALSE | 0 | FALSE | 0 | FALSE | 0 | FALSE | 0 | FALSE | 0 | FALSE | 0 | FALSE | 0 | TRUE | 600 | FALSE | 0 | FALSE | 0 | FALSE | 0 | FALSE | 0 | FALSE | 0 | FALSE | 0 | FALSE | 0 | FALSE | 0 | FALSE | 0 | FALSE | 0 | FALSE | 0 | FALSE | 0 | FALSE | 0 | FALSE | 0 | FALSE | 0 | FALSE | 0 | FALSE | 0 | FALSE | 0 | FALSE | 0 | FALSE | 0
50 |  | 0 | 471 | FALSE | 0 | FALSE | 0 | FALSE | 0 | FALSE | 0 | FALSE | 0 | FALSE | 0 | FALSE | 0 | FALSE | 0 | FALSE | 0 | FALSE | 0 | FALSE | 0 | FALSE | 0 | FALSE | 0 | FALSE | 0 | FALSE | 0 | FALSE | 0 | FALSE | 0 | FALSE | 0 | FALSE | 0 | FALSE | 0 | FALSE | 0 | FALSE | 0 | FALSE | 0 | FALSE | 0 | FALSE | 0 | FALSE | 0 | FALSE | 0 | FALSE | 0 | FALSE | 0 | FALSE | 0 | TRUE | 600 | FALSE | 0 | FALSE | 0 | FALSE | 0 | FALSE | 0 | FALSE | 0 | FALSE | 0 | FALSE | 0 | FALSE | 0 | FALSE | 0 | FALSE | 0 | FALSE | 0 | FALSE | 0 | FALSE | 0 | FALSE | 0 | FALSE | 0 | FALSE | 0 | FALSE | 0 | FALSE | 0 | FALSE | 0 | FALSE | 0
50 |  | 0 | 470 | FALSE | 0 | FALSE | 0 | FALSE | 0 | FALSE | 0 | FALSE | 0 | FALSE | 0 | FALSE | 0 | FALSE | 0 | FALSE | 0 | FALSE | 0 | FALSE | 0 | FALSE | 0 | FALSE | 0 | FALSE | 0 | FALSE | 0 | FALSE | 0 | FALSE | 0 | FALSE | 0 | FALSE | 0 | FALSE | 0 | FALSE | 0 | FALSE | 0 | FALSE | 0 | FALSE | 0 | FALSE | 0 | FALSE | 0 | FALSE | 0 | FALSE | 0 | FALSE | 0 | FALSE | 0 | TRUE | 600 | FALSE | 0 | FALSE | 0 | FALSE | 0 | FALSE | 0 | FALSE | 0 | FALSE | 0 | FALSE | 0 | FALSE | 0 | FALSE | 0 | FALSE | 0 | FALSE | 0 | FALSE | 0 | FALSE | 0 | FALSE | 0 | FALSE | 0 | FALSE | 0 | FALSE | 0 | FALSE | 0 | FALSE | 0 | FALSE | 0
50 |  | 0 | 469 | FALSE | 0 | FALSE | 0 | FALSE | 0 | FALSE | 0 | FALSE | 0 | FALSE | 0 | FALSE | 0 | FALSE | 0 | FALSE | 0 | FALSE | 0 | FALSE | 0 | FALSE | 0 | FALSE | 0 | FALSE | 0 | FALSE | 0 | FALSE | 0 | FALSE | 0 | FALSE | 0 | FALSE | 0 | FALSE | 0 | FALSE | 0 | FALSE | 0 | FALSE | 0 | FALSE | 0 | FALSE | 0 | FALSE | 0 | FALSE | 0 | FALSE | 0 | FALSE | 0 | FALSE | 0 | TRUE | 600 | FALSE | 0 | FALSE | 0 | FALSE | 0 | FALSE | 0 | FALSE | 0 | FALSE | 0 | FALSE | 0 | FALSE | 0 | FALSE | 0 | FALSE | 0 | FALSE | 0 | FALSE | 0 | FALSE | 0 | FALSE | 0 | FALSE | 0 | FALSE | 0 | FALSE | 0 | FALSE | 0 | FALSE | 0 | FALSE | 0
50 |  | 0 | 468 | FALSE | 0 | FALSE | 0 | FALSE | 0 | FALSE | 0 | FALSE | 0 | FALSE | 0 | FALSE | 0 | FALSE | 0 | FALSE | 0 | FALSE | 0 | FALSE | 0 | FALSE | 0 | FALSE | 0 | FALSE | 0 | FALSE | 0 | FALSE | 0 | FALSE | 0 | FALSE | 0 | FALSE | 0 | FALSE | 0 | FALSE | 0 | FALSE | 0 | FALSE | 0 | FALSE | 0 | FALSE | 0 | FALSE | 0 | FALSE | 0 | FALSE | 0 | FALSE | 0 | FALSE | 0 | TRUE | 600 | FALSE | 0 | FALSE | 0 | FALSE | 0 | FALSE | 0 | FALSE | 0 | FALSE | 0 | FALSE | 0 | FALSE | 0 | FALSE | 0 | FALSE | 0 | FALSE | 0 | FALSE | 0 | FALSE | 0 | FALSE | 0 | FALSE | 0 | FALSE | 0 | FALSE | 0 | FALSE | 0 | FALSE | 0 | FALSE | 0
50 |  | 0 | 467 | FALSE | 0 | FALSE | 0 | FALSE | 0 | FALSE | 0 | FALSE | 0 | FALSE | 0 | FALSE | 0 | FALSE | 0 | FALSE | 0 | FALSE | 0 | FALSE | 0 | FALSE | 0 | FALSE | 0 | FALSE | 0 | FALSE | 0 | FALSE | 0 | FALSE | 0 | FALSE | 0 | FALSE | 0 | FALSE | 0 | FALSE | 0 | FALSE | 0 | FALSE | 0 | FALSE | 0 | FALSE | 0 | FALSE | 0 | FALSE | 0 | FALSE | 0 | FALSE | 0 | FALSE | 0 | TRUE | 600 | FALSE | 0 | FALSE | 0 | FALSE | 0 | FALSE | 0 | FALSE | 0 | FALSE | 0 | FALSE | 0 | FALSE | 0 | FALSE | 0 | FALSE | 0 | FALSE | 0 | FALSE | 0 | FALSE | 0 | FALSE | 0 | FALSE | 0 | FALSE | 0 | FALSE | 0 | FALSE | 0 | FALSE | 0 | FALSE | 0
50 |  | 0 | 466 | FALSE | 0 | FALSE | 0 | FALSE | 0 | FALSE | 0 | FALSE | 0 | FALSE | 0 | FALSE | 0 | FALSE | 0 | FALSE | 0 | FALSE | 0 | FALSE | 0 | FALSE | 0 | FALSE | 0 | FALSE | 0 | FALSE | 0 | FALSE | 0 | FALSE | 0 | FALSE | 0 | FALSE | 0 | FALSE | 0 | FALSE | 0 | FALSE | 0 | FALSE | 0 | FALSE | 0 | FALSE | 0 | FALSE | 0 | FALSE | 0 | FALSE | 0 | FALSE | 0 | FALSE | 0 | TRUE | 600 | FALSE | 0 | FALSE | 0 | FALSE | 0 | FALSE | 0 | FALSE | 0 | FALSE | 0 | FALSE | 0 | FALSE | 0 | FALSE | 0 | FALSE | 0 | FALSE | 0 | FALSE | 0 | FALSE | 0 | FALSE | 0 | FALSE | 0 | FALSE | 0 | FALSE | 0 | FALSE | 0 | FALSE | 0 | FALSE | 0
50 |  | 0 | 465 | FALSE | 0 | FALSE | 0 | FALSE | 0 | FALSE | 0 | FALSE | 0 | FALSE | 0 | FALSE | 0 | FALSE | 0 | FALSE | 0 | FALSE | 0 | FALSE | 0 | FALSE | 0 | FALSE | 0 | FALSE | 0 | FALSE | 0 | FALSE | 0 | FALSE | 0 | FALSE | 0 | FALSE | 0 | FALSE | 0 | FALSE | 0 | FALSE | 0 | FALSE | 0 | FALSE | 0 | FALSE | 0 | FALSE | 0 | FALSE | 0 | FALSE | 0 | FALSE | 0 | FALSE | 0 | TRUE | 600 | FALSE | 0 | FALSE | 0 | FALSE | 0 | FALSE | 0 | FALSE | 0 | FALSE | 0 | FALSE | 0 | FALSE | 0 | FALSE | 0 | FALSE | 0 | FALSE | 0 | FALSE | 0 | FALSE | 0 | FALSE | 0 | FALSE | 0 | FALSE | 0 | FALSE | 0 | FALSE | 0 | FALSE | 0 | FALSE | 0
50 |  | 0 | 464 | FALSE | 0 | FALSE | 0 | FALSE | 0 | FALSE | 0 | FALSE | 0 | FALSE | 0 | FALSE | 0 | FALSE | 0 | FALSE | 0 | FALSE | 0 | FALSE | 0 | FALSE | 0 | FALSE | 0 | FALSE | 0 | FALSE | 0 | FALSE | 0 | FALSE | 0 | FALSE | 0 | FALSE | 0 | FALSE | 0 | FALSE | 0 | FALSE | 0 | FALSE | 0 | FALSE | 0 | FALSE | 0 | FALSE | 0 | FALSE | 0 | FALSE | 0 | FALSE | 0 | FALSE | 0 | TRUE | 600 | FALSE | 0 | FALSE | 0 | FALSE | 0 | FALSE | 0 | FALSE | 0 | FALSE | 0 | FALSE | 0 | FALSE | 0 | FALSE | 0 | FALSE | 0 | FALSE | 0 | FALSE | 0 | FALSE | 0 | FALSE | 0 | FALSE | 0 | FALSE | 0 | FALSE | 0 | FALSE | 0 | FALSE | 0 | FALSE | 0
50 |  | 0 | 463 | FALSE | 0 | FALSE | 0 | FALSE | 0 | FALSE | 0 | FALSE | 0 | FALSE | 0 | FALSE | 0 | FALSE | 0 | FALSE | 0 | FALSE | 0 | FALSE | 0 | FALSE | 0 | FALSE | 0 | FALSE | 0 | FALSE | 0 | FALSE | 0 | FALSE | 0 | FALSE | 0 | FALSE | 0 | FALSE | 0 | FALSE | 0 | FALSE | 0 | FALSE | 0 | FALSE | 0 | FALSE | 0 | FALSE | 0 | FALSE | 0 | FALSE | 0 | FALSE | 0 | FALSE | 0 | TRUE | 600 | FALSE | 0 | FALSE | 0 | FALSE | 0 | FALSE | 0 | FALSE | 0 | FALSE | 0 | FALSE | 0 | FALSE | 0 | FALSE | 0 | FALSE | 0 | FALSE | 0 | FALSE | 0 | FALSE | 0 | FALSE | 0 | FALSE | 0 | FALSE | 0 | FALSE | 0 | FALSE | 0 | FALSE | 0 | FALSE | 0
50 |  | 0 | 462 | FALSE | 0 | FALSE | 0 | FALSE | 0 | FALSE | 0 | FALSE | 0 | FALSE | 0 | FALSE | 0 | FALSE | 0 | FALSE | 0 | FALSE | 0 | FALSE | 0 | FALSE | 0 | FALSE | 0 | FALSE | 0 | FALSE | 0 | FALSE | 0 | FALSE | 0 | FALSE | 0 | FALSE | 0 | FALSE | 0 | FALSE | 0 | FALSE | 0 | FALSE | 0 | FALSE | 0 | FALSE | 0 | FALSE | 0 | FALSE | 0 | FALSE | 0 | FALSE | 0 | FALSE | 0 | TRUE | 600 | FALSE | 0 | FALSE | 0 | FALSE | 0 | FALSE | 0 | FALSE | 0 | FALSE | 0 | FALSE | 0 | FALSE | 0 | FALSE | 0 | FALSE | 0 | FALSE | 0 | FALSE | 0 | FALSE | 0 | FALSE | 0 | FALSE | 0 | FALSE | 0 | FALSE | 0 | FALSE | 0 | FALSE | 0 | FALSE | 0
50 |  | 0 | 461 | FALSE | 0 | FALSE | 0 | FALSE | 0 | FALSE | 0 | FALSE | 0 | FALSE | 0 | FALSE | 0 | FALSE | 0 | FALSE | 0 | FALSE | 0 | FALSE | 0 | FALSE | 0 | FALSE | 0 | FALSE | 0 | FALSE | 0 | FALSE | 0 | FALSE | 0 | FALSE | 0 | FALSE | 0 | FALSE | 0 | FALSE | 0 | FALSE | 0 | FALSE | 0 | FALSE | 0 | FALSE | 0 | FALSE | 0 | FALSE | 0 | FALSE | 0 | FALSE | 0 | FALSE | 0 | TRUE | 600 | FALSE | 0 | FALSE | 0 | FALSE | 0 | FALSE | 0 | FALSE | 0 | FALSE | 0 | FALSE | 0 | FALSE | 0 | FALSE | 0 | FALSE | 0 | FALSE | 0 | FALSE | 0 | FALSE | 0 | FALSE | 0 | FALSE | 0 | FALSE | 0 | FALSE | 0 | FALSE | 0 | FALSE | 0 | FALSE | 0
50 |  | 0 | 460 | FALSE | 0 | FALSE | 0 | FALSE | 0 | FALSE | 0 | FALSE | 0 | FALSE | 0 | FALSE | 0 | FALSE | 0 | FALSE | 0 | FALSE | 0 | FALSE | 0 | FALSE | 0 | FALSE | 0 | FALSE | 0 | FALSE | 0 | FALSE | 0 | FALSE | 0 | FALSE | 0 | FALSE | 0 | FALSE | 0 | FALSE | 0 | FALSE | 0 | FALSE | 0 | FALSE | 0 | FALSE | 0 | FALSE | 0 | FALSE | 0 | FALSE | 0 | FALSE | 0 | FALSE | 0 | TRUE | 600 | FALSE | 0 | FALSE | 0 | FALSE | 0 | FALSE | 0 | FALSE | 0 | FALSE | 0 | FALSE | 0 | FALSE | 0 | FALSE | 0 | FALSE | 0 | FALSE | 0 | FALSE | 0 | FALSE | 0 | FALSE | 0 | FALSE | 0 | FALSE | 0 | FALSE | 0 | FALSE | 0 | FALSE | 0 | FALSE | 0
50 |  | 0 | 459 | FALSE | 0 | FALSE | 0 | FALSE | 0 | FALSE | 0 | FALSE | 0 | FALSE | 0 | FALSE | 0 | FALSE | 0 | FALSE | 0 | FALSE | 0 | FALSE | 0 | FALSE | 0 | FALSE | 0 | FALSE | 0 | FALSE | 0 | FALSE | 0 | FALSE | 0 | FALSE | 0 | FALSE | 0 | FALSE | 0 | FALSE | 0 | FALSE | 0 | FALSE | 0 | FALSE | 0 | FALSE | 0 | FALSE | 0 | FALSE | 0 | FALSE | 0 | FALSE | 0 | FALSE | 0 | TRUE | 600 | FALSE | 0 | FALSE | 0 | FALSE | 0 | FALSE | 0 | FALSE | 0 | FALSE | 0 | FALSE | 0 | FALSE | 0 | FALSE | 0 | FALSE | 0 | FALSE | 0 | FALSE | 0 | FALSE | 0 | FALSE | 0 | FALSE | 0 | FALSE | 0 | FALSE | 0 | FALSE | 0 | FALSE | 0 | FALSE | 0
50 |  | 0 | 458 | FALSE | 0 | FALSE | 0 | FALSE | 0 | FALSE | 0 | FALSE | 0 | FALSE | 0 | FALSE | 0 | FALSE | 0 | FALSE | 0 | FALSE | 0 | FALSE | 0 | FALSE | 0 | FALSE | 0 | FALSE | 0 | FALSE | 0 | FALSE | 0 | FALSE | 0 | FALSE | 0 | FALSE | 0 | FALSE | 0 | FALSE | 0 | FALSE | 0 | FALSE | 0 | FALSE | 0 | FALSE | 0 | FALSE | 0 | FALSE | 0 | FALSE | 0 | FALSE | 0 | FALSE | 0 | TRUE | 600 | FALSE | 0 | FALSE | 0 | FALSE | 0 | FALSE | 0 | FALSE | 0 | FALSE | 0 | FALSE | 0 | FALSE | 0 | FALSE | 0 | FALSE | 0 | FALSE | 0 | FALSE | 0 | FALSE | 0 | FALSE | 0 | FALSE | 0 | FALSE | 0 | FALSE | 0 | FALSE | 0 | FALSE | 0 | FALSE | 0
50 |  | 0 | 457 | FALSE | 0 | FALSE | 0 | FALSE | 0 | FALSE | 0 | FALSE | 0 | FALSE | 0 | FALSE | 0 | FALSE | 0 | FALSE | 0 | FALSE | 0 | FALSE | 0 | FALSE | 0 | FALSE | 0 | FALSE | 0 | FALSE | 0 | FALSE | 0 | FALSE | 0 | FALSE | 0 | FALSE | 0 | FALSE | 0 | FALSE | 0 | FALSE | 0 | FALSE | 0 | FALSE | 0 | FALSE | 0 | FALSE | 0 | FALSE | 0 | FALSE | 0 | FALSE | 0 | FALSE | 0 | TRUE | 600 | FALSE | 0 | FALSE | 0 | FALSE | 0 | FALSE | 0 | FALSE | 0 | FALSE | 0 | FALSE | 0 | FALSE | 0 | FALSE | 0 | FALSE | 0 | FALSE | 0 | FALSE | 0 | FALSE | 0 | FALSE | 0 | FALSE | 0 | FALSE | 0 | FALSE | 0 | FALSE | 0 | FALSE | 0 | FALSE | 0
50 |  | 0 | 456 | FALSE | 0 | FALSE | 0 | FALSE | 0 | FALSE | 0 | FALSE | 0 | FALSE | 0 | FALSE | 0 | FALSE | 0 | FALSE | 0 | FALSE | 0 | FALSE | 0 | FALSE | 0 | FALSE | 0 | FALSE | 0 | FALSE | 0 | FALSE | 0 | FALSE | 0 | FALSE | 0 | FALSE | 0 | FALSE | 0 | FALSE | 0 | FALSE | 0 | FALSE | 0 | FALSE | 0 | FALSE | 0 | FALSE | 0 | FALSE | 0 | FALSE | 0 | FALSE | 0 | FALSE | 0 | TRUE | 600 | FALSE | 0 | FALSE | 0 | FALSE | 0 | FALSE | 0 | FALSE | 0 | FALSE | 0 | FALSE | 0 | FALSE | 0 | FALSE | 0 | FALSE | 0 | FALSE | 0 | FALSE | 0 | FALSE | 0 | FALSE | 0 | FALSE | 0 | FALSE | 0 | FALSE | 0 | FALSE | 0 | FALSE | 0 | FALSE | 0
50 |  | 0 | 455 | FALSE | 0 | FALSE | 0 | FALSE | 0 | FALSE | 0 | FALSE | 0 | FALSE | 0 | FALSE | 0 | FALSE | 0 | FALSE | 0 | FALSE | 0 | FALSE | 0 | FALSE | 0 | FALSE | 0 | FALSE | 0 | FALSE | 0 | FALSE | 0 | FALSE | 0 | FALSE | 0 | FALSE | 0 | FALSE | 0 | FALSE | 0 | FALSE | 0 | FALSE | 0 | FALSE | 0 | FALSE | 0 | FALSE | 0 | FALSE | 0 | FALSE | 0 | FALSE | 0 | FALSE | 0 | TRUE | 600 | FALSE | 0 | FALSE | 0 | FALSE | 0 | FALSE | 0 | FALSE | 0 | FALSE | 0 | FALSE | 0 | FALSE | 0 | FALSE | 0 | FALSE | 0 | FALSE | 0 | FALSE | 0 | FALSE | 0 | FALSE | 0 | FALSE | 0 | FALSE | 0 | FALSE | 0 | FALSE | 0 | FALSE | 0 | FALSE | 0
50 |  | 0 | 454 | FALSE | 0 | FALSE | 0 | FALSE | 0 | FALSE | 0 | FALSE | 0 | FALSE | 0 | FALSE | 0 | FALSE | 0 | FALSE | 0 | FALSE | 0 | FALSE | 0 | FALSE | 0 | FALSE | 0 | FALSE | 0 | FALSE | 0 | FALSE | 0 | FALSE | 0 | FALSE | 0 | FALSE | 0 | FALSE | 0 | FALSE | 0 | FALSE | 0 | FALSE | 0 | FALSE | 0 | FALSE | 0 | FALSE | 0 | FALSE | 0 | FALSE | 0 | FALSE | 0 | FALSE | 0 | TRUE | 600 | FALSE | 0 | FALSE | 0 | FALSE | 0 | FALSE | 0 | FALSE | 0 | FALSE | 0 | FALSE | 0 | FALSE | 0 | FALSE | 0 | FALSE | 0 | FALSE | 0 | FALSE | 0 | FALSE | 0 | FALSE | 0 | FALSE | 0 | FALSE | 0 | FALSE | 0 | FALSE | 0 | FALSE | 0 | FALSE | 0
50 |  | 0 | 453 | FALSE | 0 | FALSE | 0 | FALSE | 0 | FALSE | 0 | FALSE | 0 | FALSE | 0 | FALSE | 0 | FALSE | 0 | FALSE | 0 | FALSE | 0 | FALSE | 0 | FALSE | 0 | FALSE | 0 | FALSE | 0 | FALSE | 0 | FALSE | 0 | FALSE | 0 | FALSE | 0 | FALSE | 0 | FALSE | 0 | FALSE | 0 | FALSE | 0 | FALSE | 0 | FALSE | 0 | FALSE | 0 | FALSE | 0 | FALSE | 0 | FALSE | 0 | FALSE | 0 | FALSE | 0 | TRUE | 600 | FALSE | 0 | FALSE | 0 | FALSE | 0 | FALSE | 0 | FALSE | 0 | FALSE | 0 | FALSE | 0 | FALSE | 0 | FALSE | 0 | FALSE | 0 | FALSE | 0 | FALSE | 0 | FALSE | 0 | FALSE | 0 | FALSE | 0 | FALSE | 0 | FALSE | 0 | FALSE | 0 | FALSE | 0 | FALSE | 0
50 |  | 0 | 452 | FALSE | 0 | FALSE | 0 | FALSE | 0 | FALSE | 0 | FALSE | 0 | FALSE | 0 | FALSE | 0 | FALSE | 0 | FALSE | 0 | FALSE | 0 | FALSE | 0 | FALSE | 0 | FALSE | 0 | FALSE | 0 | FALSE | 0 | FALSE | 0 | FALSE | 0 | FALSE | 0 | FALSE | 0 | FALSE | 0 | FALSE | 0 | FALSE | 0 | FALSE | 0 | FALSE | 0 | FALSE | 0 | FALSE | 0 | FALSE | 0 | FALSE | 0 | FALSE | 0 | FALSE | 0 | TRUE | 600 | FALSE | 0 | FALSE | 0 | FALSE | 0 | FALSE | 0 | FALSE | 0 | FALSE | 0 | FALSE | 0 | FALSE | 0 | FALSE | 0 | FALSE | 0 | FALSE | 0 | FALSE | 0 | FALSE | 0 | FALSE | 0 | FALSE | 0 | FALSE | 0 | FALSE | 0 | FALSE | 0 | FALSE | 0 | FALSE | 0
50 |  | 0 | 451 | FALSE | 0 | FALSE | 0 | FALSE | 0 | FALSE | 0 | FALSE | 0 | FALSE | 0 | FALSE | 0 | FALSE | 0 | FALSE | 0 | FALSE | 0 | FALSE | 0 | FALSE | 0 | FALSE | 0 | FALSE | 0 | FALSE | 0 | FALSE | 0 | FALSE | 0 | FALSE | 0 | FALSE | 0 | FALSE | 0 | FALSE | 0 | FALSE | 0 | FALSE | 0 | FALSE | 0 | FALSE | 0 | FALSE | 0 | FALSE | 0 | FALSE | 0 | FALSE | 0 | FALSE | 0 | TRUE | 600 | FALSE | 0 | FALSE | 0 | FALSE | 0 | FALSE | 0 | FALSE | 0 | FALSE | 0 | FALSE | 0 | FALSE | 0 | FALSE | 0 | FALSE | 0 | FALSE | 0 | FALSE | 0 | FALSE | 0 | FALSE | 0 | FALSE | 0 | FALSE | 0 | FALSE | 0 | FALSE | 0 | FALSE | 0 | FALSE | 0
50 |  | 0 | 450 | FALSE | 0 | FALSE | 0 | FALSE | 0 | FALSE | 0 | FALSE | 0 | FALSE | 0 | FALSE | 0 | FALSE | 0 | FALSE | 0 | FALSE | 0 | FALSE | 0 | FALSE | 0 | FALSE | 0 | FALSE | 0 | FALSE | 0 | FALSE | 0 | FALSE | 0 | FALSE | 0 | FALSE | 0 | FALSE | 0 | FALSE | 0 | FALSE | 0 | FALSE | 0 | FALSE | 0 | FALSE | 0 | FALSE | 0 | FALSE | 0 | FALSE | 0 | FALSE | 0 | FALSE | 0 | TRUE | 600 | FALSE | 0 | FALSE | 0 | FALSE | 0 | FALSE | 0 | FALSE | 0 | FALSE | 0 | FALSE | 0 | FALSE | 0 | FALSE | 0 | FALSE | 0 | FALSE | 0 | FALSE | 0 | FALSE | 0 | FALSE | 0 | FALSE | 0 | FALSE | 0 | FALSE | 0 | FALSE | 0 | FALSE | 0 | FALSE | 0
50 |  | 0 | 449 | FALSE | 0 | FALSE | 0 | FALSE | 0 | FALSE | 0 | FALSE | 0 | FALSE | 0 | FALSE | 0 | FALSE | 0 | FALSE | 0 | FALSE | 0 | FALSE | 0 | FALSE | 0 | FALSE | 0 | FALSE | 0 | FALSE | 0 | FALSE | 0 | FALSE | 0 | FALSE | 0 | FALSE | 0 | FALSE | 0 | FALSE | 0 | FALSE | 0 | FALSE | 0 | FALSE | 0 | FALSE | 0 | FALSE | 0 | FALSE | 0 | FALSE | 0 | FALSE | 0 | FALSE | 0 | TRUE | 600 | FALSE | 0 | FALSE | 0 | FALSE | 0 | FALSE | 0 | FALSE | 0 | FALSE | 0 | FALSE | 0 | FALSE | 0 | FALSE | 0 | FALSE | 0 | FALSE | 0 | FALSE | 0 | FALSE | 0 | FALSE | 0 | FALSE | 0 | FALSE | 0 | FALSE | 0 | FALSE | 0 | FALSE | 0 | FALSE | 0
50 |  | 0 | 448 | FALSE | 0 | FALSE | 0 | FALSE | 0 | FALSE | 0 | FALSE | 0 | FALSE | 0 | FALSE | 0 | FALSE | 0 | FALSE | 0 | FALSE | 0 | FALSE | 0 | FALSE | 0 | FALSE | 0 | FALSE | 0 | FALSE | 0 | FALSE | 0 | FALSE | 0 | FALSE | 0 | FALSE | 0 | FALSE | 0 | FALSE | 0 | FALSE | 0 | FALSE | 0 | FALSE | 0 | FALSE | 0 | FALSE | 0 | FALSE | 0 | FALSE | 0 | FALSE | 0 | FALSE | 0 | TRUE | 600 | FALSE | 0 | FALSE | 0 | FALSE | 0 | FALSE | 0 | FALSE | 0 | FALSE | 0 | FALSE | 0 | FALSE | 0 | FALSE | 0 | FALSE | 0 | FALSE | 0 | FALSE | 0 | FALSE | 0 | FALSE | 0 | FALSE | 0 | FALSE | 0 | FALSE | 0 | FALSE | 0 | FALSE | 0 | FALSE | 0
50 |  | 0 | 447 | FALSE | 0 | FALSE | 0 | FALSE | 0 | FALSE | 0 | FALSE | 0 | FALSE | 0 | FALSE | 0 | FALSE | 0 | FALSE | 0 | FALSE | 0 | FALSE | 0 | FALSE | 0 | FALSE | 0 | FALSE | 0 | FALSE | 0 | FALSE | 0 | FALSE | 0 | FALSE | 0 | FALSE | 0 | FALSE | 0 | FALSE | 0 | FALSE | 0 | FALSE | 0 | FALSE | 0 | FALSE | 0 | FALSE | 0 | FALSE | 0 | FALSE | 0 | FALSE | 0 | FALSE | 0 | TRUE | 600 | FALSE | 0 | FALSE | 0 | FALSE | 0 | FALSE | 0 | FALSE | 0 | FALSE | 0 | FALSE | 0 | FALSE | 0 | FALSE | 0 | FALSE | 0 | FALSE | 0 | FALSE | 0 | FALSE | 0 | FALSE | 0 | FALSE | 0 | FALSE | 0 | FALSE | 0 | FALSE | 0 | FALSE | 0 | FALSE | 0
50 |  | 0 | 446 | FALSE | 0 | FALSE | 0 | FALSE | 0 | FALSE | 0 | FALSE | 0 | FALSE | 0 | FALSE | 0 | FALSE | 0 | FALSE | 0 | FALSE | 0 | FALSE | 0 | FALSE | 0 | FALSE | 0 | FALSE | 0 | FALSE | 0 | FALSE | 0 | FALSE | 0 | FALSE | 0 | FALSE | 0 | FALSE | 0 | FALSE | 0 | FALSE | 0 | FALSE | 0 | FALSE | 0 | FALSE | 0 | FALSE | 0 | FALSE | 0 | FALSE | 0 | FALSE | 0 | FALSE | 0 | TRUE | 600 | FALSE | 0 | FALSE | 0 | FALSE | 0 | FALSE | 0 | FALSE | 0 | FALSE | 0 | FALSE | 0 | FALSE | 0 | FALSE | 0 | FALSE | 0 | FALSE | 0 | FALSE | 0 | FALSE | 0 | FALSE | 0 | FALSE | 0 | FALSE | 0 | FALSE | 0 | FALSE | 0 | FALSE | 0 | FALSE | 0
50 |  | 0 | 445 | FALSE | 0 | FALSE | 0 | FALSE | 0 | FALSE | 0 | FALSE | 0 | FALSE | 0 | FALSE | 0 | FALSE | 0 | FALSE | 0 | FALSE | 0 | FALSE | 0 | FALSE | 0 | FALSE | 0 | FALSE | 0 | FALSE | 0 | FALSE | 0 | FALSE | 0 | FALSE | 0 | FALSE | 0 | FALSE | 0 | FALSE | 0 | FALSE | 0 | FALSE | 0 | FALSE | 0 | FALSE | 0 | FALSE | 0 | FALSE | 0 | FALSE | 0 | FALSE | 0 | FALSE | 0 | TRUE | 600 | FALSE | 0 | FALSE | 0 | FALSE | 0 | FALSE | 0 | FALSE | 0 | FALSE | 0 | FALSE | 0 | FALSE | 0 | FALSE | 0 | FALSE | 0 | FALSE | 0 | FALSE | 0 | FALSE | 0 | FALSE | 0 | FALSE | 0 | FALSE | 0 | FALSE | 0 | FALSE | 0 | FALSE | 0 | FALSE | 0
50 |  | 0 | 444 | FALSE | 0 | FALSE | 0 | FALSE | 0 | FALSE | 0 | FALSE | 0 | FALSE | 0 | FALSE | 0 | FALSE | 0 | FALSE | 0 | FALSE | 0 | FALSE | 0 | FALSE | 0 | FALSE | 0 | FALSE | 0 | FALSE | 0 | FALSE | 0 | FALSE | 0 | FALSE | 0 | FALSE | 0 | FALSE | 0 | FALSE | 0 | FALSE | 0 | FALSE | 0 | FALSE | 0 | FALSE | 0 | FALSE | 0 | FALSE | 0 | FALSE | 0 | FALSE | 0 | FALSE | 0 | TRUE | 600 | FALSE | 0 | FALSE | 0 | FALSE | 0 | FALSE | 0 | FALSE | 0 | FALSE | 0 | FALSE | 0 | FALSE | 0 | FALSE | 0 | FALSE | 0 | FALSE | 0 | FALSE | 0 | FALSE | 0 | FALSE | 0 | FALSE | 0 | FALSE | 0 | FALSE | 0 | FALSE | 0 | FALSE | 0 | FALSE | 0
50 |  | 0 | 443 | FALSE | 0 | FALSE | 0 | FALSE | 0 | FALSE | 0 | FALSE | 0 | FALSE | 0 | FALSE | 0 | FALSE | 0 | FALSE | 0 | FALSE | 0 | FALSE | 0 | FALSE | 0 | FALSE | 0 | FALSE | 0 | FALSE | 0 | FALSE | 0 | FALSE | 0 | FALSE | 0 | FALSE | 0 | FALSE | 0 | FALSE | 0 | FALSE | 0 | FALSE | 0 | FALSE | 0 | FALSE | 0 | FALSE | 0 | FALSE | 0 | FALSE | 0 | FALSE | 0 | FALSE | 0 | TRUE | 600 | FALSE | 0 | FALSE | 0 | FALSE | 0 | FALSE | 0 | FALSE | 0 | FALSE | 0 | FALSE | 0 | FALSE | 0 | FALSE | 0 | FALSE | 0 | FALSE | 0 | FALSE | 0 | FALSE | 0 | FALSE | 0 | FALSE | 0 | FALSE | 0 | FALSE | 0 | FALSE | 0 | FALSE | 0 | FALSE | 0
50 |  | 0 | 442 | FALSE | 0 | FALSE | 0 | FALSE | 0 | FALSE | 0 | FALSE | 0 | FALSE | 0 | FALSE | 0 | FALSE | 0 | FALSE | 0 | FALSE | 0 | FALSE | 0 | FALSE | 0 | FALSE | 0 | FALSE | 0 | FALSE | 0 | FALSE | 0 | FALSE | 0 | FALSE | 0 | FALSE | 0 | FALSE | 0 | FALSE | 0 | FALSE | 0 | FALSE | 0 | FALSE | 0 | FALSE | 0 | FALSE | 0 | FALSE | 0 | FALSE | 0 | FALSE | 0 | FALSE | 0 | TRUE | 600 | FALSE | 0 | FALSE | 0 | FALSE | 0 | FALSE | 0 | FALSE | 0 | FALSE | 0 | FALSE | 0 | FALSE | 0 | FALSE | 0 | FALSE | 0 | FALSE | 0 | FALSE | 0 | FALSE | 0 | FALSE | 0 | FALSE | 0 | FALSE | 0 | FALSE | 0 | FALSE | 0 | FALSE | 0 | FALSE | 0
50 |  | 0 | 441 | FALSE | 0 | FALSE | 0 | FALSE | 0 | FALSE | 0 | FALSE | 0 | FALSE | 0 | FALSE | 0 | FALSE | 0 | FALSE | 0 | FALSE | 0 | FALSE | 0 | FALSE | 0 | FALSE | 0 | FALSE | 0 | FALSE | 0 | FALSE | 0 | FALSE | 0 | FALSE | 0 | FALSE | 0 | FALSE | 0 | FALSE | 0 | FALSE | 0 | FALSE | 0 | FALSE | 0 | FALSE | 0 | FALSE | 0 | FALSE | 0 | FALSE | 0 | FALSE | 0 | FALSE | 0 | TRUE | 600 | FALSE | 0 | FALSE | 0 | FALSE | 0 | FALSE | 0 | FALSE | 0 | FALSE | 0 | FALSE | 0 | FALSE | 0 | FALSE | 0 | FALSE | 0 | FALSE | 0 | FALSE | 0 | FALSE | 0 | FALSE | 0 | FALSE | 0 | FALSE | 0 | FALSE | 0 | FALSE | 0 | FALSE | 0 | FALSE | 0
50 |  | 0 | 440 | FALSE | 0 | FALSE | 0 | FALSE | 0 | FALSE | 0 | FALSE | 0 | FALSE | 0 | FALSE | 0 | FALSE | 0 | FALSE | 0 | FALSE | 0 | FALSE | 0 | FALSE | 0 | FALSE | 0 | FALSE | 0 | FALSE | 0 | FALSE | 0 | FALSE | 0 | FALSE | 0 | FALSE | 0 | FALSE | 0 | FALSE | 0 | FALSE | 0 | FALSE | 0 | FALSE | 0 | FALSE | 0 | FALSE | 0 | FALSE | 0 | FALSE | 0 | FALSE | 0 | FALSE | 0 | TRUE | 600 | FALSE | 0 | FALSE | 0 | FALSE | 0 | FALSE | 0 | FALSE | 0 | FALSE | 0 | FALSE | 0 | FALSE | 0 | FALSE | 0 | FALSE | 0 | FALSE | 0 | FALSE | 0 | FALSE | 0 | FALSE | 0 | FALSE | 0 | FALSE | 0 | FALSE | 0 | FALSE | 0 | FALSE | 0 | FALSE | 0
50 |  | 0 | 439 | FALSE | 0 | FALSE | 0 | FALSE | 0 | FALSE | 0 | FALSE | 0 | FALSE | 0 | FALSE | 0 | FALSE | 0 | FALSE | 0 | FALSE | 0 | FALSE | 0 | FALSE | 0 | FALSE | 0 | FALSE | 0 | FALSE | 0 | FALSE | 0 | FALSE | 0 | FALSE | 0 | FALSE | 0 | FALSE | 0 | FALSE | 0 | FALSE | 0 | FALSE | 0 | FALSE | 0 | FALSE | 0 | FALSE | 0 | FALSE | 0 | FALSE | 0 | FALSE | 0 | FALSE | 0 | TRUE | 600 | FALSE | 0 | FALSE | 0 | FALSE | 0 | FALSE | 0 | FALSE | 0 | FALSE | 0 | FALSE | 0 | FALSE | 0 | FALSE | 0 | FALSE | 0 | FALSE | 0 | FALSE | 0 | FALSE | 0 | FALSE | 0 | FALSE | 0 | FALSE | 0 | FALSE | 0 | FALSE | 0 | FALSE | 0 | FALSE | 0
50 |  | 0 | 438 | FALSE | 0 | FALSE | 0 | FALSE | 0 | FALSE | 0 | FALSE | 0 | FALSE | 0 | FALSE | 0 | FALSE | 0 | FALSE | 0 | FALSE | 0 | FALSE | 0 | FALSE | 0 | FALSE | 0 | FALSE | 0 | FALSE | 0 | FALSE | 0 | FALSE | 0 | FALSE | 0 | FALSE | 0 | FALSE | 0 | FALSE | 0 | FALSE | 0 | FALSE | 0 | FALSE | 0 | FALSE | 0 | FALSE | 0 | FALSE | 0 | FALSE | 0 | FALSE | 0 | FALSE | 0 | TRUE | 600 | FALSE | 0 | FALSE | 0 | FALSE | 0 | FALSE | 0 | FALSE | 0 | FALSE | 0 | FALSE | 0 | FALSE | 0 | FALSE | 0 | FALSE | 0 | FALSE | 0 | FALSE | 0 | FALSE | 0 | FALSE | 0 | FALSE | 0 | FALSE | 0 | FALSE | 0 | FALSE | 0 | FALSE | 0 | FALSE | 0
50 |  | 0 | 437 | FALSE | 0 | FALSE | 0 | FALSE | 0 | FALSE | 0 | FALSE | 0 | FALSE | 0 | FALSE | 0 | FALSE | 0 | FALSE | 0 | FALSE | 0 | FALSE | 0 | FALSE | 0 | FALSE | 0 | FALSE | 0 | FALSE | 0 | FALSE | 0 | FALSE | 0 | FALSE | 0 | FALSE | 0 | FALSE | 0 | FALSE | 0 | FALSE | 0 | FALSE | 0 | FALSE | 0 | FALSE | 0 | FALSE | 0 | FALSE | 0 | FALSE | 0 | FALSE | 0 | FALSE | 0 | TRUE | 600 | FALSE | 0 | FALSE | 0 | FALSE | 0 | FALSE | 0 | FALSE | 0 | FALSE | 0 | FALSE | 0 | FALSE | 0 | FALSE | 0 | FALSE | 0 | FALSE | 0 | FALSE | 0 | FALSE | 0 | FALSE | 0 | FALSE | 0 | FALSE | 0 | FALSE | 0 | FALSE | 0 | FALSE | 0 | FALSE | 0
50 |  | 0 | 436 | FALSE | 0 | FALSE | 0 | FALSE | 0 | FALSE | 0 | FALSE | 0 | FALSE | 0 | FALSE | 0 | FALSE | 0 | FALSE | 0 | FALSE | 0 | FALSE | 0 | FALSE | 0 | FALSE | 0 | FALSE | 0 | FALSE | 0 | FALSE | 0 | FALSE | 0 | FALSE | 0 | FALSE | 0 | FALSE | 0 | FALSE | 0 | FALSE | 0 | FALSE | 0 | FALSE | 0 | FALSE | 0 | FALSE | 0 | FALSE | 0 | FALSE | 0 | FALSE | 0 | FALSE | 0 | TRUE | 600 | FALSE | 0 | FALSE | 0 | FALSE | 0 | FALSE | 0 | FALSE | 0 | FALSE | 0 | FALSE | 0 | FALSE | 0 | FALSE | 0 | FALSE | 0 | FALSE | 0 | FALSE | 0 | FALSE | 0 | FALSE | 0 | FALSE | 0 | FALSE | 0 | FALSE | 0 | FALSE | 0 | FALSE | 0 | FALSE | 0
50 |  | 0 | 435 | FALSE | 0 | FALSE | 0 | FALSE | 0 | FALSE | 0 | FALSE | 0 | FALSE | 0 | FALSE | 0 | FALSE | 0 | FALSE | 0 | FALSE | 0 | FALSE | 0 | FALSE | 0 | FALSE | 0 | FALSE | 0 | FALSE | 0 | FALSE | 0 | FALSE | 0 | FALSE | 0 | FALSE | 0 | FALSE | 0 | FALSE | 0 | FALSE | 0 | FALSE | 0 | FALSE | 0 | FALSE | 0 | FALSE | 0 | FALSE | 0 | FALSE | 0 | FALSE | 0 | FALSE | 0 | TRUE | 600 | FALSE | 0 | FALSE | 0 | FALSE | 0 | FALSE | 0 | FALSE | 0 | FALSE | 0 | FALSE | 0 | FALSE | 0 | FALSE | 0 | FALSE | 0 | FALSE | 0 | FALSE | 0 | FALSE | 0 | FALSE | 0 | FALSE | 0 | FALSE | 0 | FALSE | 0 | FALSE | 0 | FALSE | 0 | FALSE | 0
50 |  | 0 | 434 | FALSE | 0 | FALSE | 0 | FALSE | 0 | FALSE | 0 | FALSE | 0 | FALSE | 0 | FALSE | 0 | FALSE | 0 | FALSE | 0 | FALSE | 0 | FALSE | 0 | FALSE | 0 | FALSE | 0 | FALSE | 0 | FALSE | 0 | FALSE | 0 | FALSE | 0 | FALSE | 0 | FALSE | 0 | FALSE | 0 | FALSE | 0 | FALSE | 0 | FALSE | 0 | FALSE | 0 | FALSE | 0 | FALSE | 0 | FALSE | 0 | FALSE | 0 | FALSE | 0 | FALSE | 0 | TRUE | 600 | FALSE | 0 | FALSE | 0 | FALSE | 0 | FALSE | 0 | FALSE | 0 | FALSE | 0 | FALSE | 0 | FALSE | 0 | FALSE | 0 | FALSE | 0 | FALSE | 0 | FALSE | 0 | FALSE | 0 | FALSE | 0 | FALSE | 0 | FALSE | 0 | FALSE | 0 | FALSE | 0 | FALSE | 0 | FALSE | 0
50 |  | 0 | 433 | FALSE | 0 | FALSE | 0 | FALSE | 0 | FALSE | 0 | FALSE | 0 | FALSE | 0 | FALSE | 0 | FALSE | 0 | FALSE | 0 | FALSE | 0 | FALSE | 0 | FALSE | 0 | FALSE | 0 | FALSE | 0 | FALSE | 0 | FALSE | 0 | FALSE | 0 | FALSE | 0 | FALSE | 0 | FALSE | 0 | FALSE | 0 | FALSE | 0 | FALSE | 0 | FALSE | 0 | FALSE | 0 | FALSE | 0 | FALSE | 0 | FALSE | 0 | FALSE | 0 | FALSE | 0 | TRUE | 600 | FALSE | 0 | FALSE | 0 | FALSE | 0 | FALSE | 0 | FALSE | 0 | FALSE | 0 | FALSE | 0 | FALSE | 0 | FALSE | 0 | FALSE | 0 | FALSE | 0 | FALSE | 0 | FALSE | 0 | FALSE | 0 | FALSE | 0 | FALSE | 0 | FALSE | 0 | FALSE | 0 | FALSE | 0 | FALSE | 0
50 |  | 0 | 432 | FALSE | 0 | FALSE | 0 | FALSE | 0 | FALSE | 0 | FALSE | 0 | FALSE | 0 | FALSE | 0 | FALSE | 0 | FALSE | 0 | FALSE | 0 | FALSE | 0 | FALSE | 0 | FALSE | 0 | FALSE | 0 | FALSE | 0 | FALSE | 0 | FALSE | 0 | FALSE | 0 | FALSE | 0 | FALSE | 0 | FALSE | 0 | FALSE | 0 | FALSE | 0 | FALSE | 0 | FALSE | 0 | FALSE | 0 | FALSE | 0 | FALSE | 0 | FALSE | 0 | FALSE | 0 | TRUE | 600 | FALSE | 0 | FALSE | 0 | FALSE | 0 | FALSE | 0 | FALSE | 0 | FALSE | 0 | FALSE | 0 | FALSE | 0 | FALSE | 0 | FALSE | 0 | FALSE | 0 | FALSE | 0 | FALSE | 0 | FALSE | 0 | FALSE | 0 | FALSE | 0 | FALSE | 0 | FALSE | 0 | FALSE | 0 | FALSE | 0
50 |  | 0 | 431 | FALSE | 0 | FALSE | 0 | FALSE | 0 | FALSE | 0 | FALSE | 0 | FALSE | 0 | FALSE | 0 | FALSE | 0 | FALSE | 0 | FALSE | 0 | FALSE | 0 | FALSE | 0 | FALSE | 0 | FALSE | 0 | FALSE | 0 | FALSE | 0 | FALSE | 0 | FALSE | 0 | FALSE | 0 | FALSE | 0 | FALSE | 0 | FALSE | 0 | FALSE | 0 | FALSE | 0 | FALSE | 0 | FALSE | 0 | FALSE | 0 | FALSE | 0 | FALSE | 0 | FALSE | 0 | TRUE | 600 | FALSE | 0 | FALSE | 0 | FALSE | 0 | FALSE | 0 | FALSE | 0 | FALSE | 0 | FALSE | 0 | FALSE | 0 | FALSE | 0 | FALSE | 0 | FALSE | 0 | FALSE | 0 | FALSE | 0 | FALSE | 0 | FALSE | 0 | FALSE | 0 | FALSE | 0 | FALSE | 0 | FALSE | 0 | FALSE | 0
50 |  | 0 | 430 | FALSE | 0 | FALSE | 0 | FALSE | 0 | FALSE | 0 | FALSE | 0 | FALSE | 0 | FALSE | 0 | FALSE | 0 | FALSE | 0 | FALSE | 0 | FALSE | 0 | FALSE | 0 | FALSE | 0 | FALSE | 0 | FALSE | 0 | FALSE | 0 | FALSE | 0 | FALSE | 0 | FALSE | 0 | FALSE | 0 | FALSE | 0 | FALSE | 0 | FALSE | 0 | FALSE | 0 | FALSE | 0 | FALSE | 0 | FALSE | 0 | FALSE | 0 | FALSE | 0 | FALSE | 0 | TRUE | 600 | FALSE | 0 | FALSE | 0 | FALSE | 0 | FALSE | 0 | FALSE | 0 | FALSE | 0 | FALSE | 0 | FALSE | 0 | FALSE | 0 | FALSE | 0 | FALSE | 0 | FALSE | 0 | FALSE | 0 | FALSE | 0 | FALSE | 0 | FALSE | 0 | FALSE | 0 | FALSE | 0 | FALSE | 0 | FALSE | 0
50 |  | 0 | 429 | FALSE | 0 | FALSE | 0 | FALSE | 0 | FALSE | 0 | FALSE | 0 | FALSE | 0 | FALSE | 0 | FALSE | 0 | FALSE | 0 | FALSE | 0 | FALSE | 0 | FALSE | 0 | FALSE | 0 | FALSE | 0 | FALSE | 0 | FALSE | 0 | FALSE | 0 | FALSE | 0 | FALSE | 0 | FALSE | 0 | FALSE | 0 | FALSE | 0 | FALSE | 0 | FALSE | 0 | FALSE | 0 | FALSE | 0 | FALSE | 0 | FALSE | 0 | FALSE | 0 | FALSE | 0 | TRUE | 600 | FALSE | 0 | FALSE | 0 | FALSE | 0 | FALSE | 0 | FALSE | 0 | FALSE | 0 | FALSE | 0 | FALSE | 0 | FALSE | 0 | FALSE | 0 | FALSE | 0 | FALSE | 0 | FALSE | 0 | FALSE | 0 | FALSE | 0 | FALSE | 0 | FALSE | 0 | FALSE | 0 | FALSE | 0 | FALSE | 0
50 |  | 0 | 428 | FALSE | 0 | FALSE | 0 | FALSE | 0 | FALSE | 0 | FALSE | 0 | FALSE | 0 | FALSE | 0 | FALSE | 0 | FALSE | 0 | FALSE | 0 | FALSE | 0 | FALSE | 0 | FALSE | 0 | FALSE | 0 | FALSE | 0 | FALSE | 0 | FALSE | 0 | FALSE | 0 | FALSE | 0 | FALSE | 0 | FALSE | 0 | FALSE | 0 | FALSE | 0 | FALSE | 0 | FALSE | 0 | FALSE | 0 | FALSE | 0 | FALSE | 0 | FALSE | 0 | FALSE | 0 | TRUE | 600 | FALSE | 0 | FALSE | 0 | FALSE | 0 | FALSE | 0 | FALSE | 0 | FALSE | 0 | FALSE | 0 | FALSE | 0 | FALSE | 0 | FALSE | 0 | FALSE | 0 | FALSE | 0 | FALSE | 0 | FALSE | 0 | FALSE | 0 | FALSE | 0 | FALSE | 0 | FALSE | 0 | FALSE | 0 | FALSE | 0
50 |  | 0 | 427 | FALSE | 0 | FALSE | 0 | FALSE | 0 | FALSE | 0 | FALSE | 0 | FALSE | 0 | FALSE | 0 | FALSE | 0 | FALSE | 0 | FALSE | 0 | FALSE | 0 | FALSE | 0 | FALSE | 0 | FALSE | 0 | FALSE | 0 | FALSE | 0 | FALSE | 0 | FALSE | 0 | FALSE | 0 | FALSE | 0 | FALSE | 0 | FALSE | 0 | FALSE | 0 | FALSE | 0 | FALSE | 0 | FALSE | 0 | FALSE | 0 | FALSE | 0 | FALSE | 0 | FALSE | 0 | TRUE | 600 | FALSE | 0 | FALSE | 0 | FALSE | 0 | FALSE | 0 | FALSE | 0 | FALSE | 0 | FALSE | 0 | FALSE | 0 | FALSE | 0 | FALSE | 0 | FALSE | 0 | FALSE | 0 | FALSE | 0 | FALSE | 0 | FALSE | 0 | FALSE | 0 | FALSE | 0 | FALSE | 0 | FALSE | 0 | FALSE | 0
50 |  | 0 | 426 | FALSE | 0 | FALSE | 0 | FALSE | 0 | FALSE | 0 | FALSE | 0 | FALSE | 0 | FALSE | 0 | FALSE | 0 | FALSE | 0 | FALSE | 0 | FALSE | 0 | FALSE | 0 | FALSE | 0 | FALSE | 0 | FALSE | 0 | FALSE | 0 | FALSE | 0 | FALSE | 0 | FALSE | 0 | FALSE | 0 | FALSE | 0 | FALSE | 0 | FALSE | 0 | FALSE | 0 | FALSE | 0 | FALSE | 0 | FALSE | 0 | FALSE | 0 | FALSE | 0 | FALSE | 0 | TRUE | 600 | FALSE | 0 | FALSE | 0 | FALSE | 0 | FALSE | 0 | FALSE | 0 | FALSE | 0 | FALSE | 0 | FALSE | 0 | FALSE | 0 | FALSE | 0 | FALSE | 0 | FALSE | 0 | FALSE | 0 | FALSE | 0 | FALSE | 0 | FALSE | 0 | FALSE | 0 | FALSE | 0 | FALSE | 0 | FALSE | 0
50 |  | 0 | 425 | FALSE | 0 | FALSE | 0 | FALSE | 0 | FALSE | 0 | FALSE | 0 | FALSE | 0 | FALSE | 0 | FALSE | 0 | FALSE | 0 | FALSE | 0 | FALSE | 0 | FALSE | 0 | FALSE | 0 | FALSE | 0 | FALSE | 0 | FALSE | 0 | FALSE | 0 | FALSE | 0 | FALSE | 0 | FALSE | 0 | FALSE | 0 | FALSE | 0 | FALSE | 0 | FALSE | 0 | FALSE | 0 | FALSE | 0 | FALSE | 0 | FALSE | 0 | FALSE | 0 | FALSE | 0 | TRUE | 600 | FALSE | 0 | FALSE | 0 | FALSE | 0 | FALSE | 0 | FALSE | 0 | FALSE | 0 | FALSE | 0 | FALSE | 0 | FALSE | 0 | FALSE | 0 | FALSE | 0 | FALSE | 0 | FALSE | 0 | FALSE | 0 | FALSE | 0 | FALSE | 0 | FALSE | 0 | FALSE | 0 | FALSE | 0 | FALSE | 0
50 |  | 0 | 424 | FALSE | 0 | FALSE | 0 | FALSE | 0 | FALSE | 0 | FALSE | 0 | FALSE | 0 | FALSE | 0 | FALSE | 0 | FALSE | 0 | FALSE | 0 | FALSE | 0 | FALSE | 0 | FALSE | 0 | FALSE | 0 | FALSE | 0 | FALSE | 0 | FALSE | 0 | FALSE | 0 | FALSE | 0 | FALSE | 0 | FALSE | 0 | FALSE | 0 | FALSE | 0 | FALSE | 0 | FALSE | 0 | FALSE | 0 | FALSE | 0 | FALSE | 0 | FALSE | 0 | FALSE | 0 | TRUE | 600 | FALSE | 0 | FALSE | 0 | FALSE | 0 | FALSE | 0 | FALSE | 0 | FALSE | 0 | FALSE | 0 | FALSE | 0 | FALSE | 0 | FALSE | 0 | FALSE | 0 | FALSE | 0 | FALSE | 0 | FALSE | 0 | FALSE | 0 | FALSE | 0 | FALSE | 0 | FALSE | 0 | FALSE | 0 | FALSE | 0
50 |  | 0 | 423 | FALSE | 0 | FALSE | 0 | FALSE | 0 | FALSE | 0 | FALSE | 0 | FALSE | 0 | FALSE | 0 | FALSE | 0 | FALSE | 0 | FALSE | 0 | FALSE | 0 | FALSE | 0 | FALSE | 0 | FALSE | 0 | FALSE | 0 | FALSE | 0 | FALSE | 0 | FALSE | 0 | FALSE | 0 | FALSE | 0 | FALSE | 0 | FALSE | 0 | FALSE | 0 | FALSE | 0 | FALSE | 0 | FALSE | 0 | FALSE | 0 | FALSE | 0 | FALSE | 0 | FALSE | 0 | TRUE | 600 | FALSE | 0 | FALSE | 0 | FALSE | 0 | FALSE | 0 | FALSE | 0 | FALSE | 0 | FALSE | 0 | FALSE | 0 | FALSE | 0 | FALSE | 0 | FALSE | 0 | FALSE | 0 | FALSE | 0 | FALSE | 0 | FALSE | 0 | FALSE | 0 | FALSE | 0 | FALSE | 0 | FALSE | 0 | FALSE | 0
50 |  | 0 | 422 | FALSE | 0 | FALSE | 0 | FALSE | 0 | FALSE | 0 | FALSE | 0 | FALSE | 0 | FALSE | 0 | FALSE | 0 | FALSE | 0 | FALSE | 0 | FALSE | 0 | FALSE | 0 | FALSE | 0 | FALSE | 0 | FALSE | 0 | FALSE | 0 | FALSE | 0 | FALSE | 0 | FALSE | 0 | FALSE | 0 | FALSE | 0 | FALSE | 0 | FALSE | 0 | FALSE | 0 | FALSE | 0 | FALSE | 0 | FALSE | 0 | FALSE | 0 | FALSE | 0 | FALSE | 0 | TRUE | 600 | FALSE | 0 | FALSE | 0 | FALSE | 0 | FALSE | 0 | FALSE | 0 | FALSE | 0 | FALSE | 0 | FALSE | 0 | FALSE | 0 | FALSE | 0 | FALSE | 0 | FALSE | 0 | FALSE | 0 | FALSE | 0 | FALSE | 0 | FALSE | 0 | FALSE | 0 | FALSE | 0 | FALSE | 0 | FALSE | 0
50 |  | 0 | 421 | FALSE | 0 | FALSE | 0 | FALSE | 0 | FALSE | 0 | FALSE | 0 | FALSE | 0 | FALSE | 0 | FALSE | 0 | FALSE | 0 | FALSE | 0 | FALSE | 0 | FALSE | 0 | FALSE | 0 | FALSE | 0 | FALSE | 0 | FALSE | 0 | FALSE | 0 | FALSE | 0 | FALSE | 0 | FALSE | 0 | FALSE | 0 | FALSE | 0 | FALSE | 0 | FALSE | 0 | FALSE | 0 | FALSE | 0 | FALSE | 0 | FALSE | 0 | FALSE | 0 | FALSE | 0 | TRUE | 600 | FALSE | 0 | FALSE | 0 | FALSE | 0 | FALSE | 0 | FALSE | 0 | FALSE | 0 | FALSE | 0 | FALSE | 0 | FALSE | 0 | FALSE | 0 | FALSE | 0 | FALSE | 0 | FALSE | 0 | FALSE | 0 | FALSE | 0 | FALSE | 0 | FALSE | 0 | FALSE | 0 | FALSE | 0 | FALSE | 0
50 |  | 0 | 420 | FALSE | 0 | FALSE | 0 | FALSE | 0 | FALSE | 0 | FALSE | 0 | FALSE | 0 | FALSE | 0 | FALSE | 0 | FALSE | 0 | FALSE | 0 | FALSE | 0 | FALSE | 0 | FALSE | 0 | FALSE | 0 | FALSE | 0 | FALSE | 0 | FALSE | 0 | FALSE | 0 | FALSE | 0 | FALSE | 0 | FALSE | 0 | FALSE | 0 | FALSE | 0 | FALSE | 0 | FALSE | 0 | FALSE | 0 | FALSE | 0 | FALSE | 0 | FALSE | 0 | FALSE | 0 | TRUE | 600 | FALSE | 0 | FALSE | 0 | FALSE | 0 | FALSE | 0 | FALSE | 0 | FALSE | 0 | FALSE | 0 | FALSE | 0 | FALSE | 0 | FALSE | 0 | FALSE | 0 | FALSE | 0 | FALSE | 0 | FALSE | 0 | FALSE | 0 | FALSE | 0 | FALSE | 0 | FALSE | 0 | FALSE | 0 | FALSE | 0
50 |  | 0 | 419 | FALSE | 0 | FALSE | 0 | FALSE | 0 | FALSE | 0 | FALSE | 0 | FALSE | 0 | FALSE | 0 | FALSE | 0 | FALSE | 0 | FALSE | 0 | FALSE | 0 | FALSE | 0 | FALSE | 0 | FALSE | 0 | FALSE | 0 | FALSE | 0 | FALSE | 0 | FALSE | 0 | FALSE | 0 | FALSE | 0 | FALSE | 0 | FALSE | 0 | FALSE | 0 | FALSE | 0 | FALSE | 0 | FALSE | 0 | FALSE | 0 | FALSE | 0 | FALSE | 0 | FALSE | 0 | TRUE | 600 | FALSE | 0 | FALSE | 0 | FALSE | 0 | FALSE | 0 | FALSE | 0 | FALSE | 0 | FALSE | 0 | FALSE | 0 | FALSE | 0 | FALSE | 0 | FALSE | 0 | FALSE | 0 | FALSE | 0 | FALSE | 0 | FALSE | 0 | FALSE | 0 | FALSE | 0 | FALSE | 0 | FALSE | 0 | FALSE | 0
50 |  | 0 | 418 | FALSE | 0 | FALSE | 0 | FALSE | 0 | FALSE | 0 | FALSE | 0 | FALSE | 0 | FALSE | 0 | FALSE | 0 | FALSE | 0 | FALSE | 0 | FALSE | 0 | FALSE | 0 | FALSE | 0 | FALSE | 0 | FALSE | 0 | FALSE | 0 | FALSE | 0 | FALSE | 0 | FALSE | 0 | FALSE | 0 | FALSE | 0 | FALSE | 0 | FALSE | 0 | FALSE | 0 | FALSE | 0 | FALSE | 0 | FALSE | 0 | FALSE | 0 | FALSE | 0 | FALSE | 0 | TRUE | 600 | FALSE | 0 | FALSE | 0 | FALSE | 0 | FALSE | 0 | FALSE | 0 | FALSE | 0 | FALSE | 0 | FALSE | 0 | FALSE | 0 | FALSE | 0 | FALSE | 0 | FALSE | 0 | FALSE | 0 | FALSE | 0 | FALSE | 0 | FALSE | 0 | FALSE | 0 | FALSE | 0 | FALSE | 0 | FALSE | 0
50 |  | 0 | 417 | FALSE | 0 | FALSE | 0 | FALSE | 0 | FALSE | 0 | FALSE | 0 | FALSE | 0 | FALSE | 0 | FALSE | 0 | FALSE | 0 | FALSE | 0 | FALSE | 0 | FALSE | 0 | FALSE | 0 | FALSE | 0 | FALSE | 0 | FALSE | 0 | FALSE | 0 | FALSE | 0 | FALSE | 0 | FALSE | 0 | FALSE | 0 | FALSE | 0 | FALSE | 0 | FALSE | 0 | FALSE | 0 | FALSE | 0 | FALSE | 0 | FALSE | 0 | FALSE | 0 | FALSE | 0 | TRUE | 600 | FALSE | 0 | FALSE | 0 | FALSE | 0 | FALSE | 0 | FALSE | 0 | FALSE | 0 | FALSE | 0 | FALSE | 0 | FALSE | 0 | FALSE | 0 | FALSE | 0 | FALSE | 0 | FALSE | 0 | FALSE | 0 | FALSE | 0 | FALSE | 0 | FALSE | 0 | FALSE | 0 | FALSE | 0 | FALSE | 0
50 |  | 0 | 416 | FALSE | 0 | FALSE | 0 | FALSE | 0 | FALSE | 0 | FALSE | 0 | FALSE | 0 | FALSE | 0 | FALSE | 0 | FALSE | 0 | FALSE | 0 | FALSE | 0 | FALSE | 0 | FALSE | 0 | FALSE | 0 | FALSE | 0 | FALSE | 0 | FALSE | 0 | FALSE | 0 | FALSE | 0 | FALSE | 0 | FALSE | 0 | FALSE | 0 | FALSE | 0 | FALSE | 0 | FALSE | 0 | FALSE | 0 | FALSE | 0 | FALSE | 0 | FALSE | 0 | FALSE | 0 | TRUE | 600 | FALSE | 0 | FALSE | 0 | FALSE | 0 | FALSE | 0 | FALSE | 0 | FALSE | 0 | FALSE | 0 | FALSE | 0 | FALSE | 0 | FALSE | 0 | FALSE | 0 | FALSE | 0 | FALSE | 0 | FALSE | 0 | FALSE | 0 | FALSE | 0 | FALSE | 0 | FALSE | 0 | FALSE | 0 | FALSE | 0
50 |  | 0 | 415 | FALSE | 0 | FALSE | 0 | FALSE | 0 | FALSE | 0 | FALSE | 0 | FALSE | 0 | FALSE | 0 | FALSE | 0 | FALSE | 0 | FALSE | 0 | FALSE | 0 | FALSE | 0 | FALSE | 0 | FALSE | 0 | FALSE | 0 | FALSE | 0 | FALSE | 0 | FALSE | 0 | FALSE | 0 | FALSE | 0 | FALSE | 0 | FALSE | 0 | FALSE | 0 | FALSE | 0 | FALSE | 0 | FALSE | 0 | FALSE | 0 | FALSE | 0 | FALSE | 0 | FALSE | 0 | TRUE | 600 | FALSE | 0 | FALSE | 0 | FALSE | 0 | FALSE | 0 | FALSE | 0 | FALSE | 0 | FALSE | 0 | FALSE | 0 | FALSE | 0 | FALSE | 0 | FALSE | 0 | FALSE | 0 | FALSE | 0 | FALSE | 0 | FALSE | 0 | FALSE | 0 | FALSE | 0 | FALSE | 0 | FALSE | 0 | FALSE | 0
50 |  | 0 | 414 | FALSE | 0 | FALSE | 0 | FALSE | 0 | FALSE | 0 | FALSE | 0 | FALSE | 0 | FALSE | 0 | FALSE | 0 | FALSE | 0 | FALSE | 0 | FALSE | 0 | FALSE | 0 | FALSE | 0 | FALSE | 0 | FALSE | 0 | FALSE | 0 | FALSE | 0 | FALSE | 0 | FALSE | 0 | FALSE | 0 | FALSE | 0 | FALSE | 0 | FALSE | 0 | FALSE | 0 | FALSE | 0 | FALSE | 0 | FALSE | 0 | FALSE | 0 | FALSE | 0 | FALSE | 0 | TRUE | 600 | FALSE | 0 | FALSE | 0 | FALSE | 0 | FALSE | 0 | FALSE | 0 | FALSE | 0 | FALSE | 0 | FALSE | 0 | FALSE | 0 | FALSE | 0 | FALSE | 0 | FALSE | 0 | FALSE | 0 | FALSE | 0 | FALSE | 0 | FALSE | 0 | FALSE | 0 | FALSE | 0 | FALSE | 0 | FALSE | 0
50 |  | 0 | 413 | FALSE | 0 | FALSE | 0 | FALSE | 0 | FALSE | 0 | FALSE | 0 | FALSE | 0 | FALSE | 0 | FALSE | 0 | FALSE | 0 | FALSE | 0 | FALSE | 0 | FALSE | 0 | FALSE | 0 | FALSE | 0 | FALSE | 0 | FALSE | 0 | FALSE | 0 | FALSE | 0 | FALSE | 0 | FALSE | 0 | FALSE | 0 | FALSE | 0 | FALSE | 0 | FALSE | 0 | FALSE | 0 | FALSE | 0 | FALSE | 0 | FALSE | 0 | FALSE | 0 | FALSE | 0 | TRUE | 600 | FALSE | 0 | FALSE | 0 | FALSE | 0 | FALSE | 0 | FALSE | 0 | FALSE | 0 | FALSE | 0 | FALSE | 0 | FALSE | 0 | FALSE | 0 | FALSE | 0 | FALSE | 0 | FALSE | 0 | FALSE | 0 | FALSE | 0 | FALSE | 0 | FALSE | 0 | FALSE | 0 | FALSE | 0 | FALSE | 0
50 |  | 0 | 412 | FALSE | 0 | FALSE | 0 | FALSE | 0 | FALSE | 0 | FALSE | 0 | FALSE | 0 | FALSE | 0 | FALSE | 0 | FALSE | 0 | FALSE | 0 | FALSE | 0 | FALSE | 0 | FALSE | 0 | FALSE | 0 | FALSE | 0 | FALSE | 0 | FALSE | 0 | FALSE | 0 | FALSE | 0 | FALSE | 0 | FALSE | 0 | FALSE | 0 | FALSE | 0 | FALSE | 0 | FALSE | 0 | FALSE | 0 | FALSE | 0 | FALSE | 0 | FALSE | 0 | FALSE | 0 | TRUE | 600 | FALSE | 0 | FALSE | 0 | FALSE | 0 | FALSE | 0 | FALSE | 0 | FALSE | 0 | FALSE | 0 | FALSE | 0 | FALSE | 0 | FALSE | 0 | FALSE | 0 | FALSE | 0 | FALSE | 0 | FALSE | 0 | FALSE | 0 | FALSE | 0 | FALSE | 0 | FALSE | 0 | FALSE | 0 | FALSE | 0
50 |  | 0 | 411 | FALSE | 0 | FALSE | 0 | FALSE | 0 | FALSE | 0 | FALSE | 0 | FALSE | 0 | FALSE | 0 | FALSE | 0 | FALSE | 0 | FALSE | 0 | FALSE | 0 | FALSE | 0 | FALSE | 0 | FALSE | 0 | FALSE | 0 | FALSE | 0 | FALSE | 0 | FALSE | 0 | FALSE | 0 | FALSE | 0 | FALSE | 0 | FALSE | 0 | FALSE | 0 | FALSE | 0 | FALSE | 0 | FALSE | 0 | FALSE | 0 | FALSE | 0 | FALSE | 0 | FALSE | 0 | TRUE | 600 | FALSE | 0 | FALSE | 0 | FALSE | 0 | FALSE | 0 | FALSE | 0 | FALSE | 0 | FALSE | 0 | FALSE | 0 | FALSE | 0 | FALSE | 0 | FALSE | 0 | FALSE | 0 | FALSE | 0 | FALSE | 0 | FALSE | 0 | FALSE | 0 | FALSE | 0 | FALSE | 0 | FALSE | 0 | FALSE | 0
50 |  | 0 | 410 | FALSE | 0 | FALSE | 0 | FALSE | 0 | FALSE | 0 | FALSE | 0 | FALSE | 0 | FALSE | 0 | FALSE | 0 | FALSE | 0 | FALSE | 0 | FALSE | 0 | FALSE | 0 | FALSE | 0 | FALSE | 0 | FALSE | 0 | FALSE | 0 | FALSE | 0 | FALSE | 0 | FALSE | 0 | FALSE | 0 | FALSE | 0 | FALSE | 0 | FALSE | 0 | FALSE | 0 | FALSE | 0 | FALSE | 0 | FALSE | 0 | FALSE | 0 | FALSE | 0 | FALSE | 0 | TRUE | 600 | FALSE | 0 | FALSE | 0 | FALSE | 0 | FALSE | 0 | FALSE | 0 | FALSE | 0 | FALSE | 0 | FALSE | 0 | FALSE | 0 | FALSE | 0 | FALSE | 0 | FALSE | 0 | FALSE | 0 | FALSE | 0 | FALSE | 0 | FALSE | 0 | FALSE | 0 | FALSE | 0 | FALSE | 0 | FALSE | 0
50 |  | 0 | 409 | FALSE | 0 | FALSE | 0 | FALSE | 0 | FALSE | 0 | FALSE | 0 | FALSE | 0 | FALSE | 0 | FALSE | 0 | FALSE | 0 | FALSE | 0 | FALSE | 0 | FALSE | 0 | FALSE | 0 | FALSE | 0 | FALSE | 0 | FALSE | 0 | FALSE | 0 | FALSE | 0 | FALSE | 0 | FALSE | 0 | FALSE | 0 | FALSE | 0 | FALSE | 0 | FALSE | 0 | FALSE | 0 | FALSE | 0 | FALSE | 0 | FALSE | 0 | FALSE | 0 | FALSE | 0 | TRUE | 600 | FALSE | 0 | FALSE | 0 | FALSE | 0 | FALSE | 0 | FALSE | 0 | FALSE | 0 | FALSE | 0 | FALSE | 0 | FALSE | 0 | FALSE | 0 | FALSE | 0 | FALSE | 0 | FALSE | 0 | FALSE | 0 | FALSE | 0 | FALSE | 0 | FALSE | 0 | FALSE | 0 | FALSE | 0 | FALSE | 0
50 |  | 0 | 408 | FALSE | 0 | FALSE | 0 | FALSE | 0 | FALSE | 0 | FALSE | 0 | FALSE | 0 | FALSE | 0 | FALSE | 0 | FALSE | 0 | FALSE | 0 | FALSE | 0 | FALSE | 0 | FALSE | 0 | FALSE | 0 | FALSE | 0 | FALSE | 0 | FALSE | 0 | FALSE | 0 | FALSE | 0 | FALSE | 0 | FALSE | 0 | FALSE | 0 | FALSE | 0 | FALSE | 0 | FALSE | 0 | FALSE | 0 | FALSE | 0 | FALSE | 0 | FALSE | 0 | FALSE | 0 | TRUE | 600 | FALSE | 0 | FALSE | 0 | FALSE | 0 | FALSE | 0 | FALSE | 0 | FALSE | 0 | FALSE | 0 | FALSE | 0 | FALSE | 0 | FALSE | 0 | FALSE | 0 | FALSE | 0 | FALSE | 0 | FALSE | 0 | FALSE | 0 | FALSE | 0 | FALSE | 0 | FALSE | 0 | FALSE | 0 | FALSE | 0
50 |  | 0 | 407 | FALSE | 0 | FALSE | 0 | FALSE | 0 | FALSE | 0 | FALSE | 0 | FALSE | 0 | FALSE | 0 | FALSE | 0 | FALSE | 0 | FALSE | 0 | FALSE | 0 | FALSE | 0 | FALSE | 0 | FALSE | 0 | FALSE | 0 | FALSE | 0 | FALSE | 0 | FALSE | 0 | FALSE | 0 | FALSE | 0 | FALSE | 0 | FALSE | 0 | FALSE | 0 | FALSE | 0 | FALSE | 0 | FALSE | 0 | FALSE | 0 | FALSE | 0 | FALSE | 0 | FALSE | 0 | TRUE | 600 | FALSE | 0 | FALSE | 0 | FALSE | 0 | FALSE | 0 | FALSE | 0 | FALSE | 0 | FALSE | 0 | FALSE | 0 | FALSE | 0 | FALSE | 0 | FALSE | 0 | FALSE | 0 | FALSE | 0 | FALSE | 0 | FALSE | 0 | FALSE | 0 | FALSE | 0 | FALSE | 0 | FALSE | 0 | FALSE | 0
50 |  | 0 | 406 | FALSE | 0 | FALSE | 0 | FALSE | 0 | FALSE | 0 | FALSE | 0 | FALSE | 0 | FALSE | 0 | FALSE | 0 | FALSE | 0 | FALSE | 0 | FALSE | 0 | FALSE | 0 | FALSE | 0 | FALSE | 0 | FALSE | 0 | FALSE | 0 | FALSE | 0 | FALSE | 0 | FALSE | 0 | FALSE | 0 | FALSE | 0 | FALSE | 0 | FALSE | 0 | FALSE | 0 | FALSE | 0 | FALSE | 0 | FALSE | 0 | FALSE | 0 | FALSE | 0 | FALSE | 0 | TRUE | 600 | FALSE | 0 | FALSE | 0 | FALSE | 0 | FALSE | 0 | FALSE | 0 | FALSE | 0 | FALSE | 0 | FALSE | 0 | FALSE | 0 | FALSE | 0 | FALSE | 0 | FALSE | 0 | FALSE | 0 | FALSE | 0 | FALSE | 0 | FALSE | 0 | FALSE | 0 | FALSE | 0 | FALSE | 0 | FALSE | 0
50 |  | 0 | 405 | FALSE | 0 | FALSE | 0 | FALSE | 0 | FALSE | 0 | FALSE | 0 | FALSE | 0 | FALSE | 0 | FALSE | 0 | FALSE | 0 | FALSE | 0 | FALSE | 0 | FALSE | 0 | FALSE | 0 | FALSE | 0 | FALSE | 0 | FALSE | 0 | FALSE | 0 | FALSE | 0 | FALSE | 0 | FALSE | 0 | FALSE | 0 | FALSE | 0 | FALSE | 0 | FALSE | 0 | FALSE | 0 | FALSE | 0 | FALSE | 0 | FALSE | 0 | FALSE | 0 | FALSE | 0 | TRUE | 600 | FALSE | 0 | FALSE | 0 | FALSE | 0 | FALSE | 0 | FALSE | 0 | FALSE | 0 | FALSE | 0 | FALSE | 0 | FALSE | 0 | FALSE | 0 | FALSE | 0 | FALSE | 0 | FALSE | 0 | FALSE | 0 | FALSE | 0 | FALSE | 0 | FALSE | 0 | FALSE | 0 | FALSE | 0 | FALSE | 0
50 |  | 0 | 404 | FALSE | 0 | FALSE | 0 | FALSE | 0 | FALSE | 0 | FALSE | 0 | FALSE | 0 | FALSE | 0 | FALSE | 0 | FALSE | 0 | FALSE | 0 | FALSE | 0 | FALSE | 0 | FALSE | 0 | FALSE | 0 | FALSE | 0 | FALSE | 0 | FALSE | 0 | FALSE | 0 | FALSE | 0 | FALSE | 0 | FALSE | 0 | FALSE | 0 | FALSE | 0 | FALSE | 0 | FALSE | 0 | FALSE | 0 | FALSE | 0 | FALSE | 0 | FALSE | 0 | FALSE | 0 | TRUE | 600 | FALSE | 0 | FALSE | 0 | FALSE | 0 | FALSE | 0 | FALSE | 0 | FALSE | 0 | FALSE | 0 | FALSE | 0 | FALSE | 0 | FALSE | 0 | FALSE | 0 | FALSE | 0 | FALSE | 0 | FALSE | 0 | FALSE | 0 | FALSE | 0 | FALSE | 0 | FALSE | 0 | FALSE | 0 | FALSE | 0
50 |  | 0 | 403 | FALSE | 0 | FALSE | 0 | FALSE | 0 | FALSE | 0 | FALSE | 0 | FALSE | 0 | FALSE | 0 | FALSE | 0 | FALSE | 0 | FALSE | 0 | FALSE | 0 | FALSE | 0 | FALSE | 0 | FALSE | 0 | FALSE | 0 | FALSE | 0 | FALSE | 0 | FALSE | 0 | FALSE | 0 | FALSE | 0 | FALSE | 0 | FALSE | 0 | FALSE | 0 | FALSE | 0 | FALSE | 0 | FALSE | 0 | FALSE | 0 | FALSE | 0 | FALSE | 0 | FALSE | 0 | TRUE | 600 | FALSE | 0 | FALSE | 0 | FALSE | 0 | FALSE | 0 | FALSE | 0 | FALSE | 0 | FALSE | 0 | FALSE | 0 | FALSE | 0 | FALSE | 0 | FALSE | 0 | FALSE | 0 | FALSE | 0 | FALSE | 0 | FALSE | 0 | FALSE | 0 | FALSE | 0 | FALSE | 0 | FALSE | 0 | FALSE | 0
50 |  | 0 | 402 | FALSE | 0 | FALSE | 0 | FALSE | 0 | FALSE | 0 | FALSE | 0 | FALSE | 0 | FALSE | 0 | FALSE | 0 | FALSE | 0 | FALSE | 0 | FALSE | 0 | FALSE | 0 | FALSE | 0 | FALSE | 0 | FALSE | 0 | FALSE | 0 | FALSE | 0 | FALSE | 0 | FALSE | 0 | FALSE | 0 | FALSE | 0 | FALSE | 0 | FALSE | 0 | FALSE | 0 | FALSE | 0 | FALSE | 0 | FALSE | 0 | FALSE | 0 | FALSE | 0 | FALSE | 0 | TRUE | 600 | FALSE | 0 | FALSE | 0 | FALSE | 0 | FALSE | 0 | FALSE | 0 | FALSE | 0 | FALSE | 0 | FALSE | 0 | FALSE | 0 | FALSE | 0 | FALSE | 0 | FALSE | 0 | FALSE | 0 | FALSE | 0 | FALSE | 0 | FALSE | 0 | FALSE | 0 | FALSE | 0 | FALSE | 0 | FALSE | 0
50 |  | 0 | 401 | FALSE | 0 | FALSE | 0 | FALSE | 0 | FALSE | 0 | FALSE | 0 | FALSE | 0 | FALSE | 0 | FALSE | 0 | FALSE | 0 | FALSE | 0 | FALSE | 0 | FALSE | 0 | FALSE | 0 | FALSE | 0 | FALSE | 0 | FALSE | 0 | FALSE | 0 | FALSE | 0 | FALSE | 0 | FALSE | 0 | FALSE | 0 | FALSE | 0 | FALSE | 0 | FALSE | 0 | FALSE | 0 | FALSE | 0 | FALSE | 0 | FALSE | 0 | FALSE | 0 | FALSE | 0 | TRUE | 600 | FALSE | 0 | FALSE | 0 | FALSE | 0 | FALSE | 0 | FALSE | 0 | FALSE | 0 | FALSE | 0 | FALSE | 0 | FALSE | 0 | FALSE | 0 | FALSE | 0 | FALSE | 0 | FALSE | 0 | FALSE | 0 | FALSE | 0 | FALSE | 0 | FALSE | 0 | FALSE | 0 | FALSE | 0 | FALSE | 0
50 |  | 0 | 400 | FALSE | 0 | FALSE | 0 | FALSE | 0 | FALSE | 0 | FALSE | 0 | FALSE | 0 | FALSE | 0 | FALSE | 0 | FALSE | 0 | FALSE | 0 | FALSE | 0 | FALSE | 0 | FALSE | 0 | FALSE | 0 | FALSE | 0 | FALSE | 0 | FALSE | 0 | FALSE | 0 | FALSE | 0 | FALSE | 0 | FALSE | 0 | FALSE | 0 | FALSE | 0 | FALSE | 0 | FALSE | 0 | FALSE | 0 | FALSE | 0 | FALSE | 0 | FALSE | 0 | FALSE | 0 | TRUE | 600 | FALSE | 0 | FALSE | 0 | FALSE | 0 | FALSE | 0 | FALSE | 0 | FALSE | 0 | FALSE | 0 | FALSE | 0 | FALSE | 0 | FALSE | 0 | FALSE | 0 | FALSE | 0 | FALSE | 0 | FALSE | 0 | FALSE | 0 | FALSE | 0 | FALSE | 0 | FALSE | 0 | FALSE | 0 | FALSE | 0
50 |  | 0 | 399 | FALSE | 0 | FALSE | 0 | FALSE | 0 | FALSE | 0 | FALSE | 0 | FALSE | 0 | FALSE | 0 | FALSE | 0 | FALSE | 0 | FALSE | 0 | FALSE | 0 | FALSE | 0 | FALSE | 0 | FALSE | 0 | FALSE | 0 | FALSE | 0 | FALSE | 0 | FALSE | 0 | FALSE | 0 | FALSE | 0 | FALSE | 0 | FALSE | 0 | FALSE | 0 | FALSE | 0 | FALSE | 0 | FALSE | 0 | FALSE | 0 | FALSE | 0 | FALSE | 0 | FALSE | 0 | TRUE | 600 | FALSE | 0 | FALSE | 0 | FALSE | 0 | FALSE | 0 | FALSE | 0 | FALSE | 0 | FALSE | 0 | FALSE | 0 | FALSE | 0 | FALSE | 0 | FALSE | 0 | FALSE | 0 | FALSE | 0 | FALSE | 0 | FALSE | 0 | FALSE | 0 | FALSE | 0 | FALSE | 0 | FALSE | 0 | FALSE | 0
50 |  | 0 | 398 | FALSE | 0 | FALSE | 0 | FALSE | 0 | FALSE | 0 | FALSE | 0 | FALSE | 0 | FALSE | 0 | FALSE | 0 | FALSE | 0 | FALSE | 0 | FALSE | 0 | FALSE | 0 | FALSE | 0 | FALSE | 0 | FALSE | 0 | FALSE | 0 | FALSE | 0 | FALSE | 0 | FALSE | 0 | FALSE | 0 | FALSE | 0 | FALSE | 0 | FALSE | 0 | FALSE | 0 | FALSE | 0 | FALSE | 0 | FALSE | 0 | FALSE | 0 | FALSE | 0 | FALSE | 0 | TRUE | 600 | FALSE | 0 | FALSE | 0 | FALSE | 0 | FALSE | 0 | FALSE | 0 | FALSE | 0 | FALSE | 0 | FALSE | 0 | FALSE | 0 | FALSE | 0 | FALSE | 0 | FALSE | 0 | FALSE | 0 | FALSE | 0 | FALSE | 0 | FALSE | 0 | FALSE | 0 | FALSE | 0 | FALSE | 0 | FALSE | 0
50 |  | 0 | 397 | FALSE | 0 | FALSE | 0 | FALSE | 0 | FALSE | 0 | FALSE | 0 | FALSE | 0 | FALSE | 0 | FALSE | 0 | FALSE | 0 | FALSE | 0 | FALSE | 0 | FALSE | 0 | FALSE | 0 | FALSE | 0 | FALSE | 0 | FALSE | 0 | FALSE | 0 | FALSE | 0 | FALSE | 0 | FALSE | 0 | FALSE | 0 | FALSE | 0 | FALSE | 0 | FALSE | 0 | FALSE | 0 | FALSE | 0 | FALSE | 0 | FALSE | 0 | FALSE | 0 | FALSE | 0 | TRUE | 600 | FALSE | 0 | FALSE | 0 | FALSE | 0 | FALSE | 0 | FALSE | 0 | FALSE | 0 | FALSE | 0 | FALSE | 0 | FALSE | 0 | FALSE | 0 | FALSE | 0 | FALSE | 0 | FALSE | 0 | FALSE | 0 | FALSE | 0 | FALSE | 0 | FALSE | 0 | FALSE | 0 | FALSE | 0 | FALSE | 0
50 |  | 0 | 396 | FALSE | 0 | FALSE | 0 | FALSE | 0 | FALSE | 0 | FALSE | 0 | FALSE | 0 | FALSE | 0 | FALSE | 0 | FALSE | 0 | FALSE | 0 | FALSE | 0 | FALSE | 0 | FALSE | 0 | FALSE | 0 | FALSE | 0 | FALSE | 0 | FALSE | 0 | FALSE | 0 | FALSE | 0 | FALSE | 0 | FALSE | 0 | FALSE | 0 | FALSE | 0 | FALSE | 0 | FALSE | 0 | FALSE | 0 | FALSE | 0 | FALSE | 0 | FALSE | 0 | FALSE | 0 | TRUE | 600 | FALSE | 0 | FALSE | 0 | FALSE | 0 | FALSE | 0 | FALSE | 0 | FALSE | 0 | FALSE | 0 | FALSE | 0 | FALSE | 0 | FALSE | 0 | FALSE | 0 | FALSE | 0 | FALSE | 0 | FALSE | 0 | FALSE | 0 | FALSE | 0 | FALSE | 0 | FALSE | 0 | FALSE | 0 | FALSE | 0
50 |  | 0 | 395 | FALSE | 0 | FALSE | 0 | FALSE | 0 | FALSE | 0 | FALSE | 0 | FALSE | 0 | FALSE | 0 | FALSE | 0 | FALSE | 0 | FALSE | 0 | FALSE | 0 | FALSE | 0 | FALSE | 0 | FALSE | 0 | FALSE | 0 | FALSE | 0 | FALSE | 0 | FALSE | 0 | FALSE | 0 | FALSE | 0 | FALSE | 0 | FALSE | 0 | FALSE | 0 | FALSE | 0 | FALSE | 0 | FALSE | 0 | FALSE | 0 | FALSE | 0 | FALSE | 0 | FALSE | 0 | TRUE | 600 | FALSE | 0 | FALSE | 0 | FALSE | 0 | FALSE | 0 | FALSE | 0 | FALSE | 0 | FALSE | 0 | FALSE | 0 | FALSE | 0 | FALSE | 0 | FALSE | 0 | FALSE | 0 | FALSE | 0 | FALSE | 0 | FALSE | 0 | FALSE | 0 | FALSE | 0 | FALSE | 0 | FALSE | 0 | FALSE | 0
50 |  | 0 | 394 | FALSE | 0 | FALSE | 0 | FALSE | 0 | FALSE | 0 | FALSE | 0 | FALSE | 0 | FALSE | 0 | FALSE | 0 | FALSE | 0 | FALSE | 0 | FALSE | 0 | FALSE | 0 | FALSE | 0 | FALSE | 0 | FALSE | 0 | FALSE | 0 | FALSE | 0 | FALSE | 0 | FALSE | 0 | FALSE | 0 | FALSE | 0 | FALSE | 0 | FALSE | 0 | FALSE | 0 | FALSE | 0 | FALSE | 0 | FALSE | 0 | FALSE | 0 | FALSE | 0 | FALSE | 0 | TRUE | 600 | FALSE | 0 | FALSE | 0 | FALSE | 0 | FALSE | 0 | FALSE | 0 | FALSE | 0 | FALSE | 0 | FALSE | 0 | FALSE | 0 | FALSE | 0 | FALSE | 0 | FALSE | 0 | FALSE | 0 | FALSE | 0 | FALSE | 0 | FALSE | 0 | FALSE | 0 | FALSE | 0 | FALSE | 0 | FALSE | 0
50 |  | 0 | 393 | FALSE | 0 | FALSE | 0 | FALSE | 0 | FALSE | 0 | FALSE | 0 | FALSE | 0 | FALSE | 0 | FALSE | 0 | FALSE | 0 | FALSE | 0 | FALSE | 0 | FALSE | 0 | FALSE | 0 | FALSE | 0 | FALSE | 0 | FALSE | 0 | FALSE | 0 | FALSE | 0 | FALSE | 0 | FALSE | 0 | FALSE | 0 | FALSE | 0 | FALSE | 0 | FALSE | 0 | FALSE | 0 | FALSE | 0 | FALSE | 0 | FALSE | 0 | FALSE | 0 | FALSE | 0 | TRUE | 600 | FALSE | 0 | FALSE | 0 | FALSE | 0 | FALSE | 0 | FALSE | 0 | FALSE | 0 | FALSE | 0 | FALSE | 0 | FALSE | 0 | FALSE | 0 | FALSE | 0 | FALSE | 0 | FALSE | 0 | FALSE | 0 | FALSE | 0 | FALSE | 0 | FALSE | 0 | FALSE | 0 | FALSE | 0 | FALSE | 0
50 |  | 0 | 392 | FALSE | 0 | FALSE | 0 | FALSE | 0 | FALSE | 0 | FALSE | 0 | FALSE | 0 | FALSE | 0 | FALSE | 0 | FALSE | 0 | FALSE | 0 | FALSE | 0 | FALSE | 0 | FALSE | 0 | FALSE | 0 | FALSE | 0 | FALSE | 0 | FALSE | 0 | FALSE | 0 | FALSE | 0 | FALSE | 0 | FALSE | 0 | FALSE | 0 | FALSE | 0 | FALSE | 0 | FALSE | 0 | FALSE | 0 | FALSE | 0 | FALSE | 0 | FALSE | 0 | FALSE | 0 | TRUE | 600 | FALSE | 0 | FALSE | 0 | FALSE | 0 | FALSE | 0 | FALSE | 0 | FALSE | 0 | FALSE | 0 | FALSE | 0 | FALSE | 0 | FALSE | 0 | FALSE | 0 | FALSE | 0 | FALSE | 0 | FALSE | 0 | FALSE | 0 | FALSE | 0 | FALSE | 0 | FALSE | 0 | FALSE | 0 | FALSE | 0
50 |  | 0 | 391 | FALSE | 0 | FALSE | 0 | FALSE | 0 | FALSE | 0 | FALSE | 0 | FALSE | 0 | FALSE | 0 | FALSE | 0 | FALSE | 0 | FALSE | 0 | FALSE | 0 | FALSE | 0 | FALSE | 0 | FALSE | 0 | FALSE | 0 | FALSE | 0 | FALSE | 0 | FALSE | 0 | FALSE | 0 | FALSE | 0 | FALSE | 0 | FALSE | 0 | FALSE | 0 | FALSE | 0 | FALSE | 0 | FALSE | 0 | FALSE | 0 | FALSE | 0 | FALSE | 0 | FALSE | 0 | TRUE | 600 | FALSE | 0 | FALSE | 0 | FALSE | 0 | FALSE | 0 | FALSE | 0 | FALSE | 0 | FALSE | 0 | FALSE | 0 | FALSE | 0 | FALSE | 0 | FALSE | 0 | FALSE | 0 | FALSE | 0 | FALSE | 0 | FALSE | 0 | FALSE | 0 | FALSE | 0 | FALSE | 0 | FALSE | 0 | FALSE | 0
50 |  | 0 | 390 | FALSE | 0 | FALSE | 0 | FALSE | 0 | FALSE | 0 | FALSE | 0 | FALSE | 0 | FALSE | 0 | FALSE | 0 | FALSE | 0 | FALSE | 0 | FALSE | 0 | FALSE | 0 | FALSE | 0 | FALSE | 0 | FALSE | 0 | FALSE | 0 | FALSE | 0 | FALSE | 0 | FALSE | 0 | FALSE | 0 | FALSE | 0 | FALSE | 0 | FALSE | 0 | FALSE | 0 | FALSE | 0 | FALSE | 0 | FALSE | 0 | FALSE | 0 | FALSE | 0 | FALSE | 0 | TRUE | 600 | FALSE | 0 | FALSE | 0 | FALSE | 0 | FALSE | 0 | FALSE | 0 | FALSE | 0 | FALSE | 0 | FALSE | 0 | FALSE | 0 | FALSE | 0 | FALSE | 0 | FALSE | 0 | FALSE | 0 | FALSE | 0 | FALSE | 0 | FALSE | 0 | FALSE | 0 | FALSE | 0 | FALSE | 0 | FALSE | 0
50 |  | 0 | 389 | FALSE | 0 | FALSE | 0 | FALSE | 0 | FALSE | 0 | FALSE | 0 | FALSE | 0 | FALSE | 0 | FALSE | 0 | FALSE | 0 | FALSE | 0 | FALSE | 0 | FALSE | 0 | FALSE | 0 | FALSE | 0 | FALSE | 0 | FALSE | 0 | FALSE | 0 | FALSE | 0 | FALSE | 0 | FALSE | 0 | FALSE | 0 | FALSE | 0 | FALSE | 0 | FALSE | 0 | FALSE | 0 | FALSE | 0 | FALSE | 0 | FALSE | 0 | FALSE | 0 | FALSE | 0 | TRUE | 600 | FALSE | 0 | FALSE | 0 | FALSE | 0 | FALSE | 0 | FALSE | 0 | FALSE | 0 | FALSE | 0 | FALSE | 0 | FALSE | 0 | FALSE | 0 | FALSE | 0 | FALSE | 0 | FALSE | 0 | FALSE | 0 | FALSE | 0 | FALSE | 0 | FALSE | 0 | FALSE | 0 | FALSE | 0 | FALSE | 0
50 |  | 0 | 388 | FALSE | 0 | FALSE | 0 | FALSE | 0 | FALSE | 0 | FALSE | 0 | FALSE | 0 | FALSE | 0 | FALSE | 0 | FALSE | 0 | FALSE | 0 | FALSE | 0 | FALSE | 0 | FALSE | 0 | FALSE | 0 | FALSE | 0 | FALSE | 0 | FALSE | 0 | FALSE | 0 | FALSE | 0 | FALSE | 0 | FALSE | 0 | FALSE | 0 | FALSE | 0 | FALSE | 0 | FALSE | 0 | FALSE | 0 | FALSE | 0 | FALSE | 0 | FALSE | 0 | FALSE | 0 | TRUE | 600 | FALSE | 0 | FALSE | 0 | FALSE | 0 | FALSE | 0 | FALSE | 0 | FALSE | 0 | FALSE | 0 | FALSE | 0 | FALSE | 0 | FALSE | 0 | FALSE | 0 | FALSE | 0 | FALSE | 0 | FALSE | 0 | FALSE | 0 | FALSE | 0 | FALSE | 0 | FALSE | 0 | FALSE | 0 | FALSE | 0
50 |  | 0 | 387 | FALSE | 0 | FALSE | 0 | FALSE | 0 | FALSE | 0 | FALSE | 0 | FALSE | 0 | FALSE | 0 | FALSE | 0 | FALSE | 0 | FALSE | 0 | FALSE | 0 | FALSE | 0 | FALSE | 0 | FALSE | 0 | FALSE | 0 | FALSE | 0 | FALSE | 0 | FALSE | 0 | FALSE | 0 | FALSE | 0 | FALSE | 0 | FALSE | 0 | FALSE | 0 | FALSE | 0 | FALSE | 0 | FALSE | 0 | FALSE | 0 | FALSE | 0 | FALSE | 0 | FALSE | 0 | TRUE | 450 | FALSE | 0 | FALSE | 0 | FALSE | 0 | FALSE | 0 | FALSE | 0 | FALSE | 0 | FALSE | 0 | FALSE | 0 | FALSE | 0 | FALSE | 0 | FALSE | 0 | FALSE | 0 | FALSE | 0 | FALSE | 0 | FALSE | 0 | FALSE | 0 | FALSE | 0 | FALSE | 0 | FALSE | 0 | FALSE | 0
50 |  | 0 | 386 | FALSE | 0 | FALSE | 0 | FALSE | 0 | FALSE | 0 | FALSE | 0 | FALSE | 0 | FALSE | 0 | FALSE | 0 | FALSE | 0 | FALSE | 0 | FALSE | 0 | FALSE | 0 | FALSE | 0 | FALSE | 0 | FALSE | 0 | FALSE | 0 | FALSE | 0 | FALSE | 0 | FALSE | 0 | FALSE | 0 | FALSE | 0 | FALSE | 0 | FALSE | 0 | FALSE | 0 | FALSE | 0 | FALSE | 0 | FALSE | 0 | FALSE | 0 | FALSE | 0 | FALSE | 0 | TRUE | 450 | FALSE | 0 | FALSE | 0 | FALSE | 0 | FALSE | 0 | FALSE | 0 | FALSE | 0 | FALSE | 0 | FALSE | 0 | FALSE | 0 | FALSE | 0 | FALSE | 0 | FALSE | 0 | FALSE | 0 | FALSE | 0 | FALSE | 0 | FALSE | 0 | FALSE | 0 | FALSE | 0 | FALSE | 0 | FALSE | 0
50 |  | 0 | 385 | FALSE | 0 | FALSE | 0 | FALSE | 0 | FALSE | 0 | FALSE | 0 | FALSE | 0 | FALSE | 0 | FALSE | 0 | FALSE | 0 | FALSE | 0 | FALSE | 0 | FALSE | 0 | FALSE | 0 | FALSE | 0 | FALSE | 0 | FALSE | 0 | FALSE | 0 | FALSE | 0 | FALSE | 0 | FALSE | 0 | FALSE | 0 | FALSE | 0 | FALSE | 0 | FALSE | 0 | FALSE | 0 | FALSE | 0 | FALSE | 0 | FALSE | 0 | FALSE | 0 | FALSE | 0 | TRUE | 450 | FALSE | 0 | FALSE | 0 | FALSE | 0 | FALSE | 0 | FALSE | 0 | FALSE | 0 | FALSE | 0 | FALSE | 0 | FALSE | 0 | FALSE | 0 | FALSE | 0 | FALSE | 0 | FALSE | 0 | FALSE | 0 | FALSE | 0 | FALSE | 0 | FALSE | 0 | FALSE | 0 | FALSE | 0 | FALSE | 0
50 |  | 0 | 384 | FALSE | 0 | FALSE | 0 | FALSE | 0 | FALSE | 0 | FALSE | 0 | FALSE | 0 | FALSE | 0 | FALSE | 0 | FALSE | 0 | FALSE | 0 | FALSE | 0 | FALSE | 0 | FALSE | 0 | FALSE | 0 | FALSE | 0 | FALSE | 0 | FALSE | 0 | FALSE | 0 | FALSE | 0 | FALSE | 0 | FALSE | 0 | FALSE | 0 | FALSE | 0 | FALSE | 0 | FALSE | 0 | FALSE | 0 | FALSE | 0 | FALSE | 0 | FALSE | 0 | FALSE | 0 | TRUE | 450 | FALSE | 0 | FALSE | 0 | FALSE | 0 | FALSE | 0 | FALSE | 0 | FALSE | 0 | FALSE | 0 | FALSE | 0 | FALSE | 0 | FALSE | 0 | FALSE | 0 | FALSE | 0 | FALSE | 0 | FALSE | 0 | FALSE | 0 | FALSE | 0 | FALSE | 0 | FALSE | 0 | FALSE | 0 | FALSE | 0
50 |  | 0 | 383 | FALSE | 0 | FALSE | 0 | FALSE | 0 | FALSE | 0 | FALSE | 0 | FALSE | 0 | FALSE | 0 | FALSE | 0 | FALSE | 0 | FALSE | 0 | FALSE | 0 | FALSE | 0 | FALSE | 0 | FALSE | 0 | FALSE | 0 | FALSE | 0 | FALSE | 0 | FALSE | 0 | FALSE | 0 | FALSE | 0 | FALSE | 0 | FALSE | 0 | FALSE | 0 | FALSE | 0 | FALSE | 0 | FALSE | 0 | FALSE | 0 | FALSE | 0 | FALSE | 0 | FALSE | 0 | TRUE | 450 | FALSE | 0 | FALSE | 0 | FALSE | 0 | FALSE | 0 | FALSE | 0 | FALSE | 0 | FALSE | 0 | FALSE | 0 | FALSE | 0 | FALSE | 0 | FALSE | 0 | FALSE | 0 | FALSE | 0 | FALSE | 0 | FALSE | 0 | FALSE | 0 | FALSE | 0 | FALSE | 0 | FALSE | 0 | FALSE | 0
50 |  | 0 | 382 | FALSE | 0 | FALSE | 0 | FALSE | 0 | FALSE | 0 | FALSE | 0 | FALSE | 0 | FALSE | 0 | FALSE | 0 | FALSE | 0 | FALSE | 0 | FALSE | 0 | FALSE | 0 | FALSE | 0 | FALSE | 0 | FALSE | 0 | FALSE | 0 | FALSE | 0 | FALSE | 0 | FALSE | 0 | FALSE | 0 | FALSE | 0 | FALSE | 0 | FALSE | 0 | FALSE | 0 | FALSE | 0 | FALSE | 0 | FALSE | 0 | FALSE | 0 | FALSE | 0 | FALSE | 0 | TRUE | 450 | FALSE | 0 | FALSE | 0 | FALSE | 0 | FALSE | 0 | FALSE | 0 | FALSE | 0 | FALSE | 0 | FALSE | 0 | FALSE | 0 | FALSE | 0 | FALSE | 0 | FALSE | 0 | FALSE | 0 | FALSE | 0 | FALSE | 0 | FALSE | 0 | FALSE | 0 | FALSE | 0 | FALSE | 0 | FALSE | 0
50 |  | 0 | 381 | FALSE | 0 | FALSE | 0 | FALSE | 0 | FALSE | 0 | FALSE | 0 | FALSE | 0 | FALSE | 0 | FALSE | 0 | FALSE | 0 | FALSE | 0 | FALSE | 0 | FALSE | 0 | FALSE | 0 | FALSE | 0 | FALSE | 0 | FALSE | 0 | FALSE | 0 | FALSE | 0 | FALSE | 0 | FALSE | 0 | FALSE | 0 | FALSE | 0 | FALSE | 0 | FALSE | 0 | FALSE | 0 | FALSE | 0 | FALSE | 0 | FALSE | 0 | FALSE | 0 | FALSE | 0 | TRUE | 450 | FALSE | 0 | FALSE | 0 | FALSE | 0 | FALSE | 0 | FALSE | 0 | FALSE | 0 | FALSE | 0 | FALSE | 0 | FALSE | 0 | FALSE | 0 | FALSE | 0 | FALSE | 0 | FALSE | 0 | FALSE | 0 | FALSE | 0 | FALSE | 0 | FALSE | 0 | FALSE | 0 | FALSE | 0 | FALSE | 0
50 |  | 0 | 380 | FALSE | 0 | FALSE | 0 | FALSE | 0 | FALSE | 0 | FALSE | 0 | FALSE | 0 | FALSE | 0 | FALSE | 0 | FALSE | 0 | FALSE | 0 | FALSE | 0 | FALSE | 0 | FALSE | 0 | FALSE | 0 | FALSE | 0 | FALSE | 0 | FALSE | 0 | FALSE | 0 | FALSE | 0 | FALSE | 0 | FALSE | 0 | FALSE | 0 | FALSE | 0 | FALSE | 0 | FALSE | 0 | FALSE | 0 | FALSE | 0 | FALSE | 0 | FALSE | 0 | FALSE | 0 | TRUE | 450 | FALSE | 0 | FALSE | 0 | FALSE | 0 | FALSE | 0 | FALSE | 0 | FALSE | 0 | FALSE | 0 | FALSE | 0 | FALSE | 0 | FALSE | 0 | FALSE | 0 | FALSE | 0 | FALSE | 0 | FALSE | 0 | FALSE | 0 | FALSE | 0 | FALSE | 0 | FALSE | 0 | FALSE | 0 | FALSE | 0
50 |  | 0 | 379 | FALSE | 0 | FALSE | 0 | FALSE | 0 | FALSE | 0 | FALSE | 0 | FALSE | 0 | FALSE | 0 | FALSE | 0 | FALSE | 0 | FALSE | 0 | FALSE | 0 | FALSE | 0 | FALSE | 0 | FALSE | 0 | FALSE | 0 | FALSE | 0 | FALSE | 0 | FALSE | 0 | FALSE | 0 | FALSE | 0 | FALSE | 0 | FALSE | 0 | FALSE | 0 | FALSE | 0 | FALSE | 0 | FALSE | 0 | FALSE | 0 | FALSE | 0 | FALSE | 0 | FALSE | 0 | TRUE | 450 | FALSE | 0 | FALSE | 0 | FALSE | 0 | FALSE | 0 | FALSE | 0 | FALSE | 0 | FALSE | 0 | FALSE | 0 | FALSE | 0 | FALSE | 0 | FALSE | 0 | FALSE | 0 | FALSE | 0 | FALSE | 0 | FALSE | 0 | FALSE | 0 | FALSE | 0 | FALSE | 0 | FALSE | 0 | FALSE | 0
50 |  | 0 | 378 | FALSE | 0 | FALSE | 0 | FALSE | 0 | FALSE | 0 | FALSE | 0 | FALSE | 0 | FALSE | 0 | FALSE | 0 | FALSE | 0 | FALSE | 0 | FALSE | 0 | FALSE | 0 | FALSE | 0 | FALSE | 0 | FALSE | 0 | FALSE | 0 | FALSE | 0 | FALSE | 0 | FALSE | 0 | FALSE | 0 | FALSE | 0 | FALSE | 0 | FALSE | 0 | FALSE | 0 | FALSE | 0 | FALSE | 0 | FALSE | 0 | FALSE | 0 | FALSE | 0 | FALSE | 0 | TRUE | 450 | FALSE | 0 | FALSE | 0 | FALSE | 0 | FALSE | 0 | FALSE | 0 | FALSE | 0 | FALSE | 0 | FALSE | 0 | FALSE | 0 | FALSE | 0 | FALSE | 0 | FALSE | 0 | FALSE | 0 | FALSE | 0 | FALSE | 0 | FALSE | 0 | FALSE | 0 | FALSE | 0 | FALSE | 0 | FALSE | 0
50 |  | 0 | 377 | FALSE | 0 | FALSE | 0 | FALSE | 0 | FALSE | 0 | FALSE | 0 | FALSE | 0 | FALSE | 0 | FALSE | 0 | FALSE | 0 | FALSE | 0 | FALSE | 0 | FALSE | 0 | FALSE | 0 | FALSE | 0 | FALSE | 0 | FALSE | 0 | FALSE | 0 | FALSE | 0 | FALSE | 0 | FALSE | 0 | FALSE | 0 | FALSE | 0 | FALSE | 0 | FALSE | 0 | FALSE | 0 | FALSE | 0 | FALSE | 0 | FALSE | 0 | FALSE | 0 | FALSE | 0 | TRUE | 450 | FALSE | 0 | FALSE | 0 | FALSE | 0 | FALSE | 0 | FALSE | 0 | FALSE | 0 | FALSE | 0 | FALSE | 0 | FALSE | 0 | FALSE | 0 | FALSE | 0 | FALSE | 0 | FALSE | 0 | FALSE | 0 | FALSE | 0 | FALSE | 0 | FALSE | 0 | FALSE | 0 | FALSE | 0 | FALSE | 0
50 |  | 0 | 376 | FALSE | 0 | FALSE | 0 | FALSE | 0 | FALSE | 0 | FALSE | 0 | FALSE | 0 | FALSE | 0 | FALSE | 0 | FALSE | 0 | FALSE | 0 | FALSE | 0 | FALSE | 0 | FALSE | 0 | FALSE | 0 | FALSE | 0 | FALSE | 0 | FALSE | 0 | FALSE | 0 | FALSE | 0 | FALSE | 0 | FALSE | 0 | FALSE | 0 | FALSE | 0 | FALSE | 0 | FALSE | 0 | FALSE | 0 | FALSE | 0 | FALSE | 0 | FALSE | 0 | FALSE | 0 | TRUE | 450 | FALSE | 0 | FALSE | 0 | FALSE | 0 | FALSE | 0 | FALSE | 0 | FALSE | 0 | FALSE | 0 | FALSE | 0 | FALSE | 0 | FALSE | 0 | FALSE | 0 | FALSE | 0 | FALSE | 0 | FALSE | 0 | FALSE | 0 | FALSE | 0 | FALSE | 0 | FALSE | 0 | FALSE | 0 | FALSE | 0
50 |  | 0 | 375 | FALSE | 0 | FALSE | 0 | FALSE | 0 | FALSE | 0 | FALSE | 0 | FALSE | 0 | FALSE | 0 | FALSE | 0 | FALSE | 0 | FALSE | 0 | FALSE | 0 | FALSE | 0 | FALSE | 0 | FALSE | 0 | FALSE | 0 | FALSE | 0 | FALSE | 0 | FALSE | 0 | FALSE | 0 | FALSE | 0 | FALSE | 0 | FALSE | 0 | FALSE | 0 | FALSE | 0 | FALSE | 0 | FALSE | 0 | FALSE | 0 | FALSE | 0 | FALSE | 0 | FALSE | 0 | TRUE | 450 | FALSE | 0 | FALSE | 0 | FALSE | 0 | FALSE | 0 | FALSE | 0 | FALSE | 0 | FALSE | 0 | FALSE | 0 | FALSE | 0 | FALSE | 0 | FALSE | 0 | FALSE | 0 | FALSE | 0 | FALSE | 0 | FALSE | 0 | FALSE | 0 | FALSE | 0 | FALSE | 0 | FALSE | 0 | FALSE | 0
50 |  | 0 | 374 | FALSE | 0 | FALSE | 0 | FALSE | 0 | FALSE | 0 | FALSE | 0 | FALSE | 0 | FALSE | 0 | FALSE | 0 | FALSE | 0 | FALSE | 0 | FALSE | 0 | FALSE | 0 | FALSE | 0 | FALSE | 0 | FALSE | 0 | FALSE | 0 | FALSE | 0 | FALSE | 0 | FALSE | 0 | FALSE | 0 | FALSE | 0 | FALSE | 0 | FALSE | 0 | FALSE | 0 | FALSE | 0 | FALSE | 0 | FALSE | 0 | FALSE | 0 | FALSE | 0 | FALSE | 0 | TRUE | 450 | FALSE | 0 | FALSE | 0 | FALSE | 0 | FALSE | 0 | FALSE | 0 | FALSE | 0 | FALSE | 0 | FALSE | 0 | FALSE | 0 | FALSE | 0 | FALSE | 0 | FALSE | 0 | FALSE | 0 | FALSE | 0 | FALSE | 0 | FALSE | 0 | FALSE | 0 | FALSE | 0 | FALSE | 0 | FALSE | 0
50 |  | 0 | 373 | FALSE | 0 | FALSE | 0 | FALSE | 0 | FALSE | 0 | FALSE | 0 | FALSE | 0 | FALSE | 0 | FALSE | 0 | FALSE | 0 | FALSE | 0 | FALSE | 0 | FALSE | 0 | FALSE | 0 | FALSE | 0 | FALSE | 0 | FALSE | 0 | FALSE | 0 | FALSE | 0 | FALSE | 0 | FALSE | 0 | FALSE | 0 | FALSE | 0 | FALSE | 0 | FALSE | 0 | FALSE | 0 | FALSE | 0 | FALSE | 0 | FALSE | 0 | FALSE | 0 | FALSE | 0 | TRUE | 450 | FALSE | 0 | FALSE | 0 | FALSE | 0 | FALSE | 0 | FALSE | 0 | FALSE | 0 | FALSE | 0 | FALSE | 0 | FALSE | 0 | FALSE | 0 | FALSE | 0 | FALSE | 0 | FALSE | 0 | FALSE | 0 | FALSE | 0 | FALSE | 0 | FALSE | 0 | FALSE | 0 | FALSE | 0 | FALSE | 0
50 |  | 0 | 372 | FALSE | 0 | FALSE | 0 | FALSE | 0 | FALSE | 0 | FALSE | 0 | FALSE | 0 | FALSE | 0 | FALSE | 0 | FALSE | 0 | FALSE | 0 | FALSE | 0 | FALSE | 0 | FALSE | 0 | FALSE | 0 | FALSE | 0 | FALSE | 0 | FALSE | 0 | FALSE | 0 | FALSE | 0 | FALSE | 0 | FALSE | 0 | FALSE | 0 | FALSE | 0 | FALSE | 0 | FALSE | 0 | FALSE | 0 | FALSE | 0 | FALSE | 0 | FALSE | 0 | FALSE | 0 | TRUE | 450 | FALSE | 0 | FALSE | 0 | FALSE | 0 | FALSE | 0 | FALSE | 0 | FALSE | 0 | FALSE | 0 | FALSE | 0 | FALSE | 0 | FALSE | 0 | FALSE | 0 | FALSE | 0 | FALSE | 0 | FALSE | 0 | FALSE | 0 | FALSE | 0 | FALSE | 0 | FALSE | 0 | FALSE | 0 | FALSE | 0 | 350
50 |  | 0 | 371 | FALSE | 0 | FALSE | 0 | FALSE | 0 | FALSE | 0 | FALSE | 0 | FALSE | 0 | FALSE | 0 | FALSE | 0 | FALSE | 0 | FALSE | 0 | FALSE | 0 | FALSE | 0 | FALSE | 0 | FALSE | 0 | FALSE | 0 | FALSE | 0 | FALSE | 0 | FALSE | 0 | FALSE | 0 | FALSE | 0 | FALSE | 0 | FALSE | 0 | FALSE | 0 | FALSE | 0 | FALSE | 0 | FALSE | 0 | FALSE | 0 | FALSE | 0 | FALSE | 0 | FALSE | 0 | TRUE | 450 | FALSE | 0 | FALSE | 0 | FALSE | 0 | FALSE | 0 | FALSE | 0 | FALSE | 0 | FALSE | 0 | FALSE | 0 | FALSE | 0 | FALSE | 0 | FALSE | 0 | FALSE | 0 | FALSE | 0 | FALSE | 0 | FALSE | 0 | FALSE | 0 | FALSE | 0 | FALSE | 0 | FALSE | 0 | FALSE | 0
50 |  | 0 | 370 | FALSE | 0 | FALSE | 0 | FALSE | 0 | FALSE | 0 | FALSE | 0 | FALSE | 0 | FALSE | 0 | FALSE | 0 | FALSE | 0 | FALSE | 0 | FALSE | 0 | FALSE | 0 | FALSE | 0 | FALSE | 0 | FALSE | 0 | FALSE | 0 | FALSE | 0 | FALSE | 0 | FALSE | 0 | FALSE | 0 | FALSE | 0 | FALSE | 0 | FALSE | 0 | FALSE | 0 | FALSE | 0 | FALSE | 0 | FALSE | 0 | FALSE | 0 | FALSE | 0 | FALSE | 0 | TRUE | 450 | FALSE | 0 | FALSE | 0 | FALSE | 0 | FALSE | 0 | FALSE | 0 | FALSE | 0 | FALSE | 0 | FALSE | 0 | FALSE | 0 | FALSE | 0 | FALSE | 0 | FALSE | 0 | FALSE | 0 | FALSE | 0 | FALSE | 0 | FALSE | 0 | FALSE | 0 | FALSE | 0 | FALSE | 0 | FALSE | 0
50 |  | 0 | 369 | FALSE | 0 | FALSE | 0 | FALSE | 0 | FALSE | 0 | FALSE | 0 | FALSE | 0 | FALSE | 0 | FALSE | 0 | FALSE | 0 | FALSE | 0 | FALSE | 0 | FALSE | 0 | FALSE | 0 | FALSE | 0 | FALSE | 0 | FALSE | 0 | FALSE | 0 | FALSE | 0 | FALSE | 0 | FALSE | 0 | FALSE | 0 | FALSE | 0 | FALSE | 0 | FALSE | 0 | FALSE | 0 | FALSE | 0 | FALSE | 0 | FALSE | 0 | FALSE | 0 | FALSE | 0 | TRUE | 450 | FALSE | 0 | FALSE | 0 | FALSE | 0 | FALSE | 0 | FALSE | 0 | FALSE | 0 | FALSE | 0 | FALSE | 0 | FALSE | 0 | FALSE | 0 | FALSE | 0 | FALSE | 0 | FALSE | 0 | FALSE | 0 | FALSE | 0 | FALSE | 0 | FALSE | 0 | FALSE | 0 | FALSE | 0 | FALSE | 0
50 |  | 0 | 368 | FALSE | 0 | FALSE | 0 | FALSE | 0 | FALSE | 0 | FALSE | 0 | FALSE | 0 | FALSE | 0 | FALSE | 0 | FALSE | 0 | FALSE | 0 | FALSE | 0 | FALSE | 0 | FALSE | 0 | FALSE | 0 | FALSE | 0 | FALSE | 0 | FALSE | 0 | FALSE | 0 | FALSE | 0 | FALSE | 0 | FALSE | 0 | FALSE | 0 | FALSE | 0 | FALSE | 0 | FALSE | 0 | FALSE | 0 | FALSE | 0 | FALSE | 0 | FALSE | 0 | FALSE | 0 | TRUE | 450 | FALSE | 0 | FALSE | 0 | FALSE | 0 | FALSE | 0 | FALSE | 0 | FALSE | 0 | FALSE | 0 | FALSE | 0 | FALSE | 0 | FALSE | 0 | FALSE | 0 | FALSE | 0 | FALSE | 0 | FALSE | 0 | FALSE | 0 | FALSE | 0 | FALSE | 0 | FALSE | 0 | FALSE | 0 | FALSE | 0
50 |  | 0 | 367 | FALSE | 0 | FALSE | 0 | FALSE | 0 | FALSE | 0 | FALSE | 0 | FALSE | 0 | FALSE | 0 | FALSE | 0 | FALSE | 0 | FALSE | 0 | FALSE | 0 | FALSE | 0 | FALSE | 0 | FALSE | 0 | FALSE | 0 | FALSE | 0 | FALSE | 0 | FALSE | 0 | FALSE | 0 | FALSE | 0 | FALSE | 0 | FALSE | 0 | FALSE | 0 | FALSE | 0 | FALSE | 0 | FALSE | 0 | FALSE | 0 | FALSE | 0 | FALSE | 0 | FALSE | 0 | TRUE | 450 | FALSE | 0 | FALSE | 0 | FALSE | 0 | FALSE | 0 | FALSE | 0 | FALSE | 0 | FALSE | 0 | FALSE | 0 | FALSE | 0 | FALSE | 0 | FALSE | 0 | FALSE | 0 | FALSE | 0 | FALSE | 0 | FALSE | 0 | FALSE | 0 | FALSE | 0 | FALSE | 0 | FALSE | 0 | FALSE | 0
50 |  | 0 | 366 | FALSE | 0 | FALSE | 0 | FALSE | 0 | FALSE | 0 | FALSE | 0 | FALSE | 0 | FALSE | 0 | FALSE | 0 | FALSE | 0 | FALSE | 0 | FALSE | 0 | FALSE | 0 | FALSE | 0 | FALSE | 0 | FALSE | 0 | FALSE | 0 | FALSE | 0 | FALSE | 0 | FALSE | 0 | FALSE | 0 | FALSE | 0 | FALSE | 0 | FALSE | 0 | FALSE | 0 | FALSE | 0 | FALSE | 0 | FALSE | 0 | FALSE | 0 | FALSE | 0 | FALSE | 0 | TRUE | 450 | FALSE | 0 | FALSE | 0 | FALSE | 0 | FALSE | 0 | FALSE | 0 | FALSE | 0 | FALSE | 0 | FALSE | 0 | FALSE | 0 | FALSE | 0 | FALSE | 0 | FALSE | 0 | FALSE | 0 | FALSE | 0 | FALSE | 0 | FALSE | 0 | FALSE | 0 | FALSE | 0 | FALSE | 0 | FALSE | 0
50 |  | 0 | 365 | FALSE | 0 | FALSE | 0 | FALSE | 0 | FALSE | 0 | FALSE | 0 | FALSE | 0 | FALSE | 0 | FALSE | 0 | FALSE | 0 | FALSE | 0 | FALSE | 0 | FALSE | 0 | FALSE | 0 | FALSE | 0 | FALSE | 0 | FALSE | 0 | FALSE | 0 | FALSE | 0 | FALSE | 0 | FALSE | 0 | FALSE | 0 | FALSE | 0 | FALSE | 0 | FALSE | 0 | FALSE | 0 | FALSE | 0 | FALSE | 0 | FALSE | 0 | FALSE | 0 | FALSE | 0 | TRUE | 450 | FALSE | 0 | FALSE | 0 | FALSE | 0 | FALSE | 0 | FALSE | 0 | FALSE | 0 | FALSE | 0 | FALSE | 0 | FALSE | 0 | FALSE | 0 | FALSE | 0 | FALSE | 0 | FALSE | 0 | FALSE | 0 | FALSE | 0 | FALSE | 0 | FALSE | 0 | FALSE | 0 | FALSE | 0 | FALSE | 0
50 |  | 0 | 364 | FALSE | 0 | FALSE | 0 | FALSE | 0 | FALSE | 0 | FALSE | 0 | FALSE | 0 | FALSE | 0 | FALSE | 0 | FALSE | 0 | FALSE | 0 | FALSE | 0 | FALSE | 0 | FALSE | 0 | FALSE | 0 | FALSE | 0 | FALSE | 0 | FALSE | 0 | FALSE | 0 | FALSE | 0 | FALSE | 0 | FALSE | 0 | FALSE | 0 | FALSE | 0 | FALSE | 0 | FALSE | 0 | FALSE | 0 | FALSE | 0 | FALSE | 0 | FALSE | 0 | FALSE | 0 | TRUE | 450 | FALSE | 0 | FALSE | 0 | FALSE | 0 | FALSE | 0 | FALSE | 0 | FALSE | 0 | FALSE | 0 | FALSE | 0 | FALSE | 0 | FALSE | 0 | FALSE | 0 | FALSE | 0 | FALSE | 0 | FALSE | 0 | FALSE | 0 | FALSE | 0 | FALSE | 0 | FALSE | 0 | FALSE | 0 | FALSE | 0
50 |  | 0 | 363 | FALSE | 0 | FALSE | 0 | FALSE | 0 | FALSE | 0 | FALSE | 0 | FALSE | 0 | FALSE | 0 | FALSE | 0 | FALSE | 0 | FALSE | 0 | FALSE | 0 | FALSE | 0 | FALSE | 0 | FALSE | 0 | FALSE | 0 | FALSE | 0 | FALSE | 0 | FALSE | 0 | FALSE | 0 | FALSE | 0 | FALSE | 0 | FALSE | 0 | FALSE | 0 | FALSE | 0 | FALSE | 0 | FALSE | 0 | FALSE | 0 | FALSE | 0 | FALSE | 0 | FALSE | 0 | TRUE | 450 | FALSE | 0 | FALSE | 0 | FALSE | 0 | FALSE | 0 | FALSE | 0 | FALSE | 0 | FALSE | 0 | FALSE | 0 | FALSE | 0 | FALSE | 0 | FALSE | 0 | FALSE | 0 | FALSE | 0 | FALSE | 0 | FALSE | 0 | FALSE | 0 | FALSE | 0 | FALSE | 0 | FALSE | 0 | FALSE | 0
50 |  | 0 | 362 | FALSE | 0 | FALSE | 0 | FALSE | 0 | FALSE | 0 | FALSE | 0 | FALSE | 0 | FALSE | 0 | FALSE | 0 | FALSE | 0 | FALSE | 0 | FALSE | 0 | FALSE | 0 | FALSE | 0 | FALSE | 0 | FALSE | 0 | FALSE | 0 | FALSE | 0 | FALSE | 0 | FALSE | 0 | FALSE | 0 | FALSE | 0 | FALSE | 0 | FALSE | 0 | FALSE | 0 | FALSE | 0 | FALSE | 0 | FALSE | 0 | FALSE | 0 | FALSE | 0 | FALSE | 0 | TRUE | 450 | FALSE | 0 | FALSE | 0 | FALSE | 0 | FALSE | 0 | FALSE | 0 | FALSE | 0 | FALSE | 0 | FALSE | 0 | FALSE | 0 | FALSE | 0 | FALSE | 0 | FALSE | 0 | FALSE | 0 | FALSE | 0 | FALSE | 0 | FALSE | 0 | FALSE | 0 | FALSE | 0 | FALSE | 0 | FALSE | 0
50 |  | 0 | 361 | FALSE | 0 | FALSE | 0 | FALSE | 0 | FALSE | 0 | FALSE | 0 | FALSE | 0 | FALSE | 0 | FALSE | 0 | FALSE | 0 | FALSE | 0 | FALSE | 0 | FALSE | 0 | FALSE | 0 | FALSE | 0 | FALSE | 0 | FALSE | 0 | FALSE | 0 | FALSE | 0 | FALSE | 0 | FALSE | 0 | FALSE | 0 | FALSE | 0 | FALSE | 0 | FALSE | 0 | FALSE | 0 | FALSE | 0 | FALSE | 0 | FALSE | 0 | FALSE | 0 | FALSE | 0 | TRUE | 450 | FALSE | 0 | FALSE | 0 | FALSE | 0 | FALSE | 0 | FALSE | 0 | FALSE | 0 | FALSE | 0 | FALSE | 0 | FALSE | 0 | FALSE | 0 | FALSE | 0 | FALSE | 0 | FALSE | 0 | FALSE | 0 | FALSE | 0 | FALSE | 0 | FALSE | 0 | FALSE | 0 | FALSE | 0 | FALSE | 0
50 |  | 0 | 360 | FALSE | 0 | FALSE | 0 | FALSE | 0 | FALSE | 0 | FALSE | 0 | FALSE | 0 | FALSE | 0 | FALSE | 0 | FALSE | 0 | FALSE | 0 | FALSE | 0 | FALSE | 0 | FALSE | 0 | FALSE | 0 | FALSE | 0 | FALSE | 0 | FALSE | 0 | FALSE | 0 | FALSE | 0 | FALSE | 0 | FALSE | 0 | FALSE | 0 | FALSE | 0 | FALSE | 0 | FALSE | 0 | FALSE | 0 | FALSE | 0 | FALSE | 0 | FALSE | 0 | FALSE | 0 | TRUE | 450 | FALSE | 0 | FALSE | 0 | FALSE | 0 | FALSE | 0 | FALSE | 0 | FALSE | 0 | FALSE | 0 | FALSE | 0 | FALSE | 0 | FALSE | 0 | FALSE | 0 | FALSE | 0 | FALSE | 0 | FALSE | 0 | FALSE | 0 | FALSE | 0 | FALSE | 0 | FALSE | 0 | FALSE | 0 | FALSE | 0
50 |  | 0 | 359 | FALSE | 0 | FALSE | 0 | FALSE | 0 | FALSE | 0 | FALSE | 0 | FALSE | 0 | FALSE | 0 | FALSE | 0 | FALSE | 0 | FALSE | 0 | FALSE | 0 | FALSE | 0 | FALSE | 0 | FALSE | 0 | FALSE | 0 | FALSE | 0 | FALSE | 0 | FALSE | 0 | FALSE | 0 | FALSE | 0 | FALSE | 0 | FALSE | 0 | FALSE | 0 | FALSE | 0 | FALSE | 0 | FALSE | 0 | FALSE | 0 | FALSE | 0 | FALSE | 0 | FALSE | 0 | TRUE | 450 | FALSE | 0 | FALSE | 0 | FALSE | 0 | FALSE | 0 | FALSE | 0 | FALSE | 0 | FALSE | 0 | FALSE | 0 | FALSE | 0 | FALSE | 0 | FALSE | 0 | FALSE | 0 | FALSE | 0 | FALSE | 0 | FALSE | 0 | FALSE | 0 | FALSE | 0 | FALSE | 0 | FALSE | 0 | FALSE | 0
50 |  | 0 | 358 | FALSE | 0 | FALSE | 0 | FALSE | 0 | FALSE | 0 | FALSE | 0 | FALSE | 0 | FALSE | 0 | FALSE | 0 | FALSE | 0 | FALSE | 0 | FALSE | 0 | FALSE | 0 | FALSE | 0 | FALSE | 0 | FALSE | 0 | FALSE | 0 | FALSE | 0 | FALSE | 0 | FALSE | 0 | FALSE | 0 | FALSE | 0 | FALSE | 0 | FALSE | 0 | FALSE | 0 | FALSE | 0 | FALSE | 0 | FALSE | 0 | FALSE | 0 | FALSE | 0 | FALSE | 0 | TRUE | 450 | FALSE | 0 | FALSE | 0 | FALSE | 0 | FALSE | 0 | FALSE | 0 | FALSE | 0 | FALSE | 0 | FALSE | 0 | FALSE | 0 | FALSE | 0 | FALSE | 0 | FALSE | 0 | FALSE | 0 | FALSE | 0 | FALSE | 0 | FALSE | 0 | FALSE | 0 | FALSE | 0 | FALSE | 0 | FALSE | 0
50 |  | 0 | 357 | FALSE | 0 | FALSE | 0 | FALSE | 0 | FALSE | 0 | FALSE | 0 | FALSE | 0 | FALSE | 0 | FALSE | 0 | FALSE | 0 | FALSE | 0 | FALSE | 0 | FALSE | 0 | FALSE | 0 | FALSE | 0 | FALSE | 0 | FALSE | 0 | FALSE | 0 | FALSE | 0 | FALSE | 0 | FALSE | 0 | FALSE | 0 | FALSE | 0 | FALSE | 0 | FALSE | 0 | FALSE | 0 | FALSE | 0 | FALSE | 0 | FALSE | 0 | FALSE | 0 | FALSE | 0 | TRUE | 450 | FALSE | 0 | FALSE | 0 | FALSE | 0 | FALSE | 0 | FALSE | 0 | FALSE | 0 | FALSE | 0 | FALSE | 0 | FALSE | 0 | FALSE | 0 | FALSE | 0 | FALSE | 0 | FALSE | 0 | FALSE | 0 | FALSE | 0 | FALSE | 0 | FALSE | 0 | FALSE | 0 | FALSE | 0 | FALSE | 0
50 |  | 0 | 356 | FALSE | 0 | FALSE | 0 | FALSE | 0 | FALSE | 0 | FALSE | 0 | FALSE | 0 | FALSE | 0 | FALSE | 0 | FALSE | 0 | FALSE | 0 | FALSE | 0 | FALSE | 0 | FALSE | 0 | FALSE | 0 | FALSE | 0 | FALSE | 0 | FALSE | 0 | FALSE | 0 | FALSE | 0 | FALSE | 0 | FALSE | 0 | FALSE | 0 | FALSE | 0 | FALSE | 0 | FALSE | 0 | FALSE | 0 | FALSE | 0 | FALSE | 0 | FALSE | 0 | FALSE | 0 | TRUE | 450 | FALSE | 0 | FALSE | 0 | FALSE | 0 | FALSE | 0 | FALSE | 0 | FALSE | 0 | FALSE | 0 | FALSE | 0 | FALSE | 0 | FALSE | 0 | FALSE | 0 | FALSE | 0 | FALSE | 0 | FALSE | 0 | FALSE | 0 | FALSE | 0 | FALSE | 0 | FALSE | 0 | FALSE | 0 | FALSE | 0
50 |  | 0 | 355 | FALSE | 0 | FALSE | 0 | FALSE | 0 | FALSE | 0 | FALSE | 0 | FALSE | 0 | FALSE | 0 | FALSE | 0 | FALSE | 0 | FALSE | 0 | FALSE | 0 | FALSE | 0 | FALSE | 0 | FALSE | 0 | FALSE | 0 | FALSE | 0 | FALSE | 0 | FALSE | 0 | FALSE | 0 | FALSE | 0 | FALSE | 0 | FALSE | 0 | FALSE | 0 | FALSE | 0 | FALSE | 0 | FALSE | 0 | FALSE | 0 | FALSE | 0 | FALSE | 0 | FALSE | 0 | TRUE | 450 | FALSE | 0 | FALSE | 0 | FALSE | 0 | FALSE | 0 | FALSE | 0 | FALSE | 0 | FALSE | 0 | FALSE | 0 | FALSE | 0 | FALSE | 0 | FALSE | 0 | FALSE | 0 | FALSE | 0 | FALSE | 0 | FALSE | 0 | FALSE | 0 | FALSE | 0 | FALSE | 0 | FALSE | 0 | FALSE | 0
50 |  | 0 | 354 | FALSE | 0 | FALSE | 0 | FALSE | 0 | FALSE | 0 | FALSE | 0 | FALSE | 0 | FALSE | 0 | FALSE | 0 | FALSE | 0 | FALSE | 0 | FALSE | 0 | FALSE | 0 | FALSE | 0 | FALSE | 0 | FALSE | 0 | FALSE | 0 | FALSE | 0 | FALSE | 0 | FALSE | 0 | FALSE | 0 | FALSE | 0 | FALSE | 0 | FALSE | 0 | FALSE | 0 | FALSE | 0 | FALSE | 0 | FALSE | 0 | FALSE | 0 | FALSE | 0 | FALSE | 0 | TRUE | 450 | FALSE | 0 | FALSE | 0 | FALSE | 0 | FALSE | 0 | FALSE | 0 | FALSE | 0 | FALSE | 0 | FALSE | 0 | FALSE | 0 | FALSE | 0 | FALSE | 0 | FALSE | 0 | FALSE | 0 | FALSE | 0 | FALSE | 0 | FALSE | 0 | FALSE | 0 | FALSE | 0 | FALSE | 0 | FALSE | 0
50 |  | 0 | 353 | FALSE | 0 | FALSE | 0 | FALSE | 0 | FALSE | 0 | FALSE | 0 | FALSE | 0 | FALSE | 0 | FALSE | 0 | FALSE | 0 | FALSE | 0 | FALSE | 0 | FALSE | 0 | FALSE | 0 | FALSE | 0 | FALSE | 0 | FALSE | 0 | FALSE | 0 | FALSE | 0 | FALSE | 0 | FALSE | 0 | FALSE | 0 | FALSE | 0 | FALSE | 0 | FALSE | 0 | FALSE | 0 | FALSE | 0 | FALSE | 0 | FALSE | 0 | FALSE | 0 | FALSE | 0 | TRUE | 450 | FALSE | 0 | FALSE | 0 | FALSE | 0 | FALSE | 0 | FALSE | 0 | FALSE | 0 | FALSE | 0 | FALSE | 0 | FALSE | 0 | FALSE | 0 | FALSE | 0 | FALSE | 0 | FALSE | 0 | FALSE | 0 | FALSE | 0 | FALSE | 0 | FALSE | 0 | FALSE | 0 | FALSE | 0 | FALSE | 0
50 |  | 0 | 352 | FALSE | 0 | FALSE | 0 | FALSE | 0 | FALSE | 0 | FALSE | 0 | FALSE | 0 | FALSE | 0 | FALSE | 0 | FALSE | 0 | FALSE | 0 | FALSE | 0 | FALSE | 0 | FALSE | 0 | FALSE | 0 | FALSE | 0 | FALSE | 0 | FALSE | 0 | FALSE | 0 | FALSE | 0 | FALSE | 0 | FALSE | 0 | FALSE | 0 | FALSE | 0 | FALSE | 0 | FALSE | 0 | FALSE | 0 | FALSE | 0 | FALSE | 0 | FALSE | 0 | FALSE | 0 | TRUE | 450 | FALSE | 0 | FALSE | 0 | FALSE | 0 | FALSE | 0 | FALSE | 0 | FALSE | 0 | FALSE | 0 | FALSE | 0 | FALSE | 0 | FALSE | 0 | FALSE | 0 | FALSE | 0 | FALSE | 0 | FALSE | 0 | FALSE | 0 | FALSE | 0 | FALSE | 0 | FALSE | 0 | FALSE | 0 | FALSE | 0
50 |  | 0 | 351 | FALSE | 0 | FALSE | 0 | FALSE | 0 | FALSE | 0 | FALSE | 0 | FALSE | 0 | FALSE | 0 | FALSE | 0 | FALSE | 0 | FALSE | 0 | FALSE | 0 | FALSE | 0 | FALSE | 0 | FALSE | 0 | FALSE | 0 | FALSE | 0 | FALSE | 0 | FALSE | 0 | FALSE | 0 | FALSE | 0 | FALSE | 0 | FALSE | 0 | FALSE | 0 | FALSE | 0 | FALSE | 0 | FALSE | 0 | FALSE | 0 | FALSE | 0 | FALSE | 0 | FALSE | 0 | TRUE | 450 | FALSE | 0 | FALSE | 0 | FALSE | 0 | FALSE | 0 | FALSE | 0 | FALSE | 0 | FALSE | 0 | FALSE | 0 | FALSE | 0 | FALSE | 0 | FALSE | 0 | FALSE | 0 | FALSE | 0 | FALSE | 0 | FALSE | 0 | FALSE | 0 | FALSE | 0 | FALSE | 0 | FALSE | 0 | FALSE | 0
50 |  | 0 | 350 | FALSE | 0 | FALSE | 0 | FALSE | 0 | FALSE | 0 | FALSE | 0 | FALSE | 0 | FALSE | 0 | FALSE | 0 | FALSE | 0 | FALSE | 0 | FALSE | 0 | FALSE | 0 | FALSE | 0 | FALSE | 0 | FALSE | 0 | FALSE | 0 | FALSE | 0 | FALSE | 0 | FALSE | 0 | FALSE | 0 | FALSE | 0 | FALSE | 0 | FALSE | 0 | FALSE | 0 | FALSE | 0 | FALSE | 0 | FALSE | 0 | FALSE | 0 | FALSE | 0 | FALSE | 0 | TRUE | 450 | FALSE | 0 | FALSE | 0 | FALSE | 0 | FALSE | 0 | FALSE | 0 | FALSE | 0 | FALSE | 0 | FALSE | 0 | FALSE | 0 | FALSE | 0 | FALSE | 0 | FALSE | 0 | FALSE | 0 | FALSE | 0 | FALSE | 0 | FALSE | 0 | FALSE | 0 | FALSE | 0 | FALSE | 0 | FALSE | 0
50 |  | 0 | 349 | FALSE | 0 | FALSE | 0 | FALSE | 0 | FALSE | 0 | FALSE | 0 | FALSE | 0 | FALSE | 0 | FALSE | 0 | FALSE | 0 | FALSE | 0 | FALSE | 0 | FALSE | 0 | FALSE | 0 | FALSE | 0 | FALSE | 0 | FALSE | 0 | FALSE | 0 | FALSE | 0 | FALSE | 0 | FALSE | 0 | FALSE | 0 | FALSE | 0 | FALSE | 0 | FALSE | 0 | FALSE | 0 | FALSE | 0 | FALSE | 0 | FALSE | 0 | FALSE | 0 | FALSE | 0 | TRUE | 450 | FALSE | 0 | FALSE | 0 | FALSE | 0 | FALSE | 0 | FALSE | 0 | FALSE | 0 | FALSE | 0 | FALSE | 0 | FALSE | 0 | FALSE | 0 | FALSE | 0 | FALSE | 0 | FALSE | 0 | FALSE | 0 | FALSE | 0 | FALSE | 0 | FALSE | 0 | FALSE | 0 | FALSE | 0 | FALSE | 0
50 |  | 0 | 348 | FALSE | 0 | FALSE | 0 | FALSE | 0 | FALSE | 0 | FALSE | 0 | FALSE | 0 | FALSE | 0 | FALSE | 0 | FALSE | 0 | FALSE | 0 | FALSE | 0 | FALSE | 0 | FALSE | 0 | FALSE | 0 | FALSE | 0 | FALSE | 0 | FALSE | 0 | FALSE | 0 | FALSE | 0 | FALSE | 0 | FALSE | 0 | FALSE | 0 | FALSE | 0 | FALSE | 0 | FALSE | 0 | FALSE | 0 | FALSE | 0 | FALSE | 0 | FALSE | 0 | FALSE | 0 | TRUE | 450 | FALSE | 0 | FALSE | 0 | FALSE | 0 | FALSE | 0 | FALSE | 0 | FALSE | 0 | FALSE | 0 | FALSE | 0 | FALSE | 0 | FALSE | 0 | FALSE | 0 | FALSE | 0 | FALSE | 0 | FALSE | 0 | FALSE | 0 | FALSE | 0 | FALSE | 0 | FALSE | 0 | FALSE | 0 | FALSE | 0
50 |  | 0 | 347 | FALSE | 0 | FALSE | 0 | FALSE | 0 | FALSE | 0 | FALSE | 0 | FALSE | 0 | FALSE | 0 | FALSE | 0 | FALSE | 0 | FALSE | 0 | FALSE | 0 | FALSE | 0 | FALSE | 0 | FALSE | 0 | FALSE | 0 | FALSE | 0 | FALSE | 0 | FALSE | 0 | FALSE | 0 | FALSE | 0 | FALSE | 0 | FALSE | 0 | FALSE | 0 | FALSE | 0 | FALSE | 0 | FALSE | 0 | FALSE | 0 | FALSE | 0 | FALSE | 0 | FALSE | 0 | TRUE | 450 | FALSE | 0 | FALSE | 0 | FALSE | 0 | FALSE | 0 | FALSE | 0 | FALSE | 0 | FALSE | 0 | FALSE | 0 | FALSE | 0 | FALSE | 0 | FALSE | 0 | FALSE | 0 | FALSE | 0 | FALSE | 0 | FALSE | 0 | FALSE | 0 | FALSE | 0 | FALSE | 0 | FALSE | 0 | FALSE | 0
50 |  | 0 | 346 | FALSE | 0 | FALSE | 0 | FALSE | 0 | FALSE | 0 | FALSE | 0 | FALSE | 0 | FALSE | 0 | FALSE | 0 | FALSE | 0 | FALSE | 0 | FALSE | 0 | FALSE | 0 | FALSE | 0 | FALSE | 0 | FALSE | 0 | FALSE | 0 | FALSE | 0 | FALSE | 0 | FALSE | 0 | FALSE | 0 | FALSE | 0 | FALSE | 0 | FALSE | 0 | FALSE | 0 | FALSE | 0 | FALSE | 0 | FALSE | 0 | FALSE | 0 | FALSE | 0 | FALSE | 0 | TRUE | 450 | FALSE | 0 | FALSE | 0 | FALSE | 0 | FALSE | 0 | FALSE | 0 | FALSE | 0 | FALSE | 0 | FALSE | 0 | FALSE | 0 | FALSE | 0 | FALSE | 0 | FALSE | 0 | FALSE | 0 | FALSE | 0 | FALSE | 0 | FALSE | 0 | FALSE | 0 | FALSE | 0 | FALSE | 0 | FALSE | 0
50 |  | 0 | 345 | FALSE | 0 | FALSE | 0 | FALSE | 0 | FALSE | 0 | FALSE | 0 | FALSE | 0 | FALSE | 0 | FALSE | 0 | FALSE | 0 | FALSE | 0 | FALSE | 0 | FALSE | 0 | FALSE | 0 | FALSE | 0 | FALSE | 0 | FALSE | 0 | FALSE | 0 | FALSE | 0 | FALSE | 0 | FALSE | 0 | FALSE | 0 | FALSE | 0 | FALSE | 0 | FALSE | 0 | FALSE | 0 | FALSE | 0 | FALSE | 0 | FALSE | 0 | FALSE | 0 | FALSE | 0 | TRUE | 450 | FALSE | 0 | FALSE | 0 | FALSE | 0 | FALSE | 0 | FALSE | 0 | FALSE | 0 | FALSE | 0 | FALSE | 0 | FALSE | 0 | FALSE | 0 | FALSE | 0 | FALSE | 0 | FALSE | 0 | FALSE | 0 | FALSE | 0 | FALSE | 0 | FALSE | 0 | FALSE | 0 | FALSE | 0 | FALSE | 0
50 |  | 0 | 344 | FALSE | 0 | FALSE | 0 | FALSE | 0 | FALSE | 0 | FALSE | 0 | FALSE | 0 | FALSE | 0 | FALSE | 0 | FALSE | 0 | FALSE | 0 | FALSE | 0 | FALSE | 0 | FALSE | 0 | FALSE | 0 | FALSE | 0 | FALSE | 0 | FALSE | 0 | FALSE | 0 | FALSE | 0 | FALSE | 0 | FALSE | 0 | FALSE | 0 | FALSE | 0 | FALSE | 0 | FALSE | 0 | FALSE | 0 | FALSE | 0 | FALSE | 0 | FALSE | 0 | FALSE | 0 | TRUE | 450 | FALSE | 0 | FALSE | 0 | FALSE | 0 | FALSE | 0 | FALSE | 0 | FALSE | 0 | FALSE | 0 | FALSE | 0 | FALSE | 0 | FALSE | 0 | FALSE | 0 | FALSE | 0 | FALSE | 0 | FALSE | 0 | FALSE | 0 | FALSE | 0 | FALSE | 0 | FALSE | 0 | FALSE | 0 | FALSE | 0
50 |  | 0 | 343 | FALSE | 0 | FALSE | 0 | FALSE | 0 | FALSE | 0 | FALSE | 0 | FALSE | 0 | FALSE | 0 | FALSE | 0 | FALSE | 0 | FALSE | 0 | FALSE | 0 | FALSE | 0 | FALSE | 0 | FALSE | 0 | FALSE | 0 | FALSE | 0 | FALSE | 0 | FALSE | 0 | FALSE | 0 | FALSE | 0 | FALSE | 0 | FALSE | 0 | FALSE | 0 | FALSE | 0 | FALSE | 0 | FALSE | 0 | FALSE | 0 | FALSE | 0 | FALSE | 0 | FALSE | 0 | TRUE | 450 | FALSE | 0 | FALSE | 0 | FALSE | 0 | FALSE | 0 | FALSE | 0 | FALSE | 0 | FALSE | 0 | FALSE | 0 | FALSE | 0 | FALSE | 0 | FALSE | 0 | FALSE | 0 | FALSE | 0 | FALSE | 0 | FALSE | 0 | FALSE | 0 | FALSE | 0 | FALSE | 0 | FALSE | 0 | FALSE | 0
50 |  | 0 | 342 | FALSE | 0 | FALSE | 0 | FALSE | 0 | FALSE | 0 | FALSE | 0 | FALSE | 0 | FALSE | 0 | FALSE | 0 | FALSE | 0 | FALSE | 0 | FALSE | 0 | FALSE | 0 | FALSE | 0 | FALSE | 0 | FALSE | 0 | FALSE | 0 | FALSE | 0 | FALSE | 0 | FALSE | 0 | FALSE | 0 | FALSE | 0 | FALSE | 0 | FALSE | 0 | FALSE | 0 | FALSE | 0 | FALSE | 0 | FALSE | 0 | FALSE | 0 | FALSE | 0 | FALSE | 0 | TRUE | 450 | FALSE | 0 | FALSE | 0 | FALSE | 0 | FALSE | 0 | FALSE | 0 | FALSE | 0 | FALSE | 0 | FALSE | 0 | FALSE | 0 | FALSE | 0 | FALSE | 0 | FALSE | 0 | FALSE | 0 | FALSE | 0 | FALSE | 0 | FALSE | 0 | FALSE | 0 | FALSE | 0 | FALSE | 0 | FALSE | 0
50 |  | 0 | 341 | FALSE | 0 | FALSE | 0 | FALSE | 0 | FALSE | 0 | FALSE | 0 | FALSE | 0 | FALSE | 0 | FALSE | 0 | FALSE | 0 | FALSE | 0 | FALSE | 0 | FALSE | 0 | FALSE | 0 | FALSE | 0 | FALSE | 0 | FALSE | 0 | FALSE | 0 | FALSE | 0 | FALSE | 0 | FALSE | 0 | FALSE | 0 | FALSE | 0 | FALSE | 0 | FALSE | 0 | FALSE | 0 | FALSE | 0 | FALSE | 0 | FALSE | 0 | FALSE | 0 | FALSE | 0 | TRUE | 450 | FALSE | 0 | FALSE | 0 | FALSE | 0 | FALSE | 0 | FALSE | 0 | FALSE | 0 | FALSE | 0 | FALSE | 0 | FALSE | 0 | FALSE | 0 | FALSE | 0 | FALSE | 0 | FALSE | 0 | FALSE | 0 | FALSE | 0 | FALSE | 0 | FALSE | 0 | FALSE | 0 | FALSE | 0 | FALSE | 0
50 |  | 0 | 340 | FALSE | 0 | FALSE | 0 | FALSE | 0 | FALSE | 0 | FALSE | 0 | FALSE | 0 | FALSE | 0 | FALSE | 0 | FALSE | 0 | FALSE | 0 | FALSE | 0 | FALSE | 0 | FALSE | 0 | FALSE | 0 | FALSE | 0 | FALSE | 0 | FALSE | 0 | FALSE | 0 | FALSE | 0 | FALSE | 0 | FALSE | 0 | FALSE | 0 | FALSE | 0 | FALSE | 0 | FALSE | 0 | FALSE | 0 | FALSE | 0 | FALSE | 0 | FALSE | 0 | FALSE | 0 | TRUE | 450 | FALSE | 0 | FALSE | 0 | FALSE | 0 | FALSE | 0 | FALSE | 0 | FALSE | 0 | FALSE | 0 | FALSE | 0 | FALSE | 0 | FALSE | 0 | FALSE | 0 | FALSE | 0 | FALSE | 0 | FALSE | 0 | FALSE | 0 | FALSE | 0 | FALSE | 0 | FALSE | 0 | FALSE | 0 | FALSE | 0
50 |  | 0 | 339 | FALSE | 0 | FALSE | 0 | FALSE | 0 | FALSE | 0 | FALSE | 0 | FALSE | 0 | FALSE | 0 | FALSE | 0 | FALSE | 0 | FALSE | 0 | FALSE | 0 | FALSE | 0 | FALSE | 0 | FALSE | 0 | FALSE | 0 | FALSE | 0 | FALSE | 0 | FALSE | 0 | FALSE | 0 | FALSE | 0 | FALSE | 0 | FALSE | 0 | FALSE | 0 | FALSE | 0 | FALSE | 0 | FALSE | 0 | FALSE | 0 | FALSE | 0 | FALSE | 0 | FALSE | 0 | TRUE | 450 | FALSE | 0 | FALSE | 0 | FALSE | 0 | FALSE | 0 | FALSE | 0 | FALSE | 0 | FALSE | 0 | FALSE | 0 | FALSE | 0 | FALSE | 0 | FALSE | 0 | FALSE | 0 | FALSE | 0 | FALSE | 0 | FALSE | 0 | FALSE | 0 | FALSE | 0 | FALSE | 0 | FALSE | 0 | FALSE | 0
50 |  | 0 | 338 | FALSE | 0 | FALSE | 0 | FALSE | 0 | FALSE | 0 | FALSE | 0 | FALSE | 0 | FALSE | 0 | FALSE | 0 | FALSE | 0 | FALSE | 0 | FALSE | 0 | FALSE | 0 | FALSE | 0 | FALSE | 0 | FALSE | 0 | FALSE | 0 | FALSE | 0 | FALSE | 0 | FALSE | 0 | FALSE | 0 | FALSE | 0 | FALSE | 0 | FALSE | 0 | FALSE | 0 | FALSE | 0 | FALSE | 0 | FALSE | 0 | FALSE | 0 | FALSE | 0 | FALSE | 0 | TRUE | 450 | FALSE | 0 | FALSE | 0 | FALSE | 0 | FALSE | 0 | FALSE | 0 | FALSE | 0 | FALSE | 0 | FALSE | 0 | FALSE | 0 | FALSE | 0 | FALSE | 0 | FALSE | 0 | FALSE | 0 | FALSE | 0 | FALSE | 0 | FALSE | 0 | FALSE | 0 | FALSE | 0 | FALSE | 0 | FALSE | 0
50 |  | 0 | 337 | FALSE | 0 | FALSE | 0 | FALSE | 0 | FALSE | 0 | FALSE | 0 | FALSE | 0 | FALSE | 0 | FALSE | 0 | FALSE | 0 | FALSE | 0 | FALSE | 0 | FALSE | 0 | FALSE | 0 | FALSE | 0 | FALSE | 0 | FALSE | 0 | FALSE | 0 | FALSE | 0 | FALSE | 0 | FALSE | 0 | FALSE | 0 | FALSE | 0 | FALSE | 0 | FALSE | 0 | FALSE | 0 | FALSE | 0 | FALSE | 0 | FALSE | 0 | FALSE | 0 | FALSE | 0 | TRUE | 450 | FALSE | 0 | FALSE | 0 | FALSE | 0 | FALSE | 0 | FALSE | 0 | FALSE | 0 | FALSE | 0 | FALSE | 0 | FALSE | 0 | FALSE | 0 | FALSE | 0 | FALSE | 0 | FALSE | 0 | FALSE | 0 | FALSE | 0 | FALSE | 0 | FALSE | 0 | FALSE | 0 | FALSE | 0 | FALSE | 0
50 |  | 0 | 336 | FALSE | 0 | FALSE | 0 | FALSE | 0 | FALSE | 0 | FALSE | 0 | FALSE | 0 | FALSE | 0 | FALSE | 0 | FALSE | 0 | FALSE | 0 | FALSE | 0 | FALSE | 0 | FALSE | 0 | FALSE | 0 | FALSE | 0 | FALSE | 0 | FALSE | 0 | FALSE | 0 | FALSE | 0 | FALSE | 0 | FALSE | 0 | FALSE | 0 | FALSE | 0 | FALSE | 0 | FALSE | 0 | FALSE | 0 | FALSE | 0 | FALSE | 0 | FALSE | 0 | FALSE | 0 | TRUE | 450 | FALSE | 0 | FALSE | 0 | FALSE | 0 | FALSE | 0 | FALSE | 0 | FALSE | 0 | FALSE | 0 | FALSE | 0 | FALSE | 0 | FALSE | 0 | FALSE | 0 | FALSE | 0 | FALSE | 0 | FALSE | 0 | FALSE | 0 | FALSE | 0 | FALSE | 0 | FALSE | 0 | FALSE | 0 | FALSE | 0
50 |  | 0 | 335 | FALSE | 0 | FALSE | 0 | FALSE | 0 | FALSE | 0 | FALSE | 0 | FALSE | 0 | FALSE | 0 | FALSE | 0 | FALSE | 0 | FALSE | 0 | FALSE | 0 | FALSE | 0 | FALSE | 0 | FALSE | 0 | FALSE | 0 | FALSE | 0 | FALSE | 0 | FALSE | 0 | FALSE | 0 | FALSE | 0 | FALSE | 0 | FALSE | 0 | FALSE | 0 | FALSE | 0 | FALSE | 0 | FALSE | 0 | FALSE | 0 | FALSE | 0 | FALSE | 0 | FALSE | 0 | TRUE | 450 | FALSE | 0 | FALSE | 0 | FALSE | 0 | FALSE | 0 | FALSE | 0 | FALSE | 0 | FALSE | 0 | FALSE | 0 | FALSE | 0 | FALSE | 0 | FALSE | 0 | FALSE | 0 | FALSE | 0 | FALSE | 0 | FALSE | 0 | FALSE | 0 | FALSE | 0 | FALSE | 0 | FALSE | 0 | FALSE | 0
50 |  | 0 | 334 | FALSE | 0 | FALSE | 0 | FALSE | 0 | FALSE | 0 | FALSE | 0 | FALSE | 0 | FALSE | 0 | FALSE | 0 | FALSE | 0 | FALSE | 0 | FALSE | 0 | FALSE | 0 | FALSE | 0 | FALSE | 0 | FALSE | 0 | FALSE | 0 | FALSE | 0 | FALSE | 0 | FALSE | 0 | FALSE | 0 | FALSE | 0 | FALSE | 0 | FALSE | 0 | FALSE | 0 | FALSE | 0 | FALSE | 0 | FALSE | 0 | FALSE | 0 | FALSE | 0 | FALSE | 0 | TRUE | 450 | FALSE | 0 | FALSE | 0 | FALSE | 0 | FALSE | 0 | FALSE | 0 | FALSE | 0 | FALSE | 0 | FALSE | 0 | FALSE | 0 | FALSE | 0 | FALSE | 0 | FALSE | 0 | FALSE | 0 | FALSE | 0 | FALSE | 0 | FALSE | 0 | FALSE | 0 | FALSE | 0 | FALSE | 0 | FALSE | 0
50 |  | 0 | 333 | FALSE | 0 | FALSE | 0 | FALSE | 0 | FALSE | 0 | FALSE | 0 | FALSE | 0 | FALSE | 0 | FALSE | 0 | FALSE | 0 | FALSE | 0 | FALSE | 0 | FALSE | 0 | FALSE | 0 | FALSE | 0 | FALSE | 0 | FALSE | 0 | FALSE | 0 | FALSE | 0 | FALSE | 0 | FALSE | 0 | FALSE | 0 | FALSE | 0 | FALSE | 0 | FALSE | 0 | FALSE | 0 | FALSE | 0 | FALSE | 0 | FALSE | 0 | FALSE | 0 | FALSE | 0 | TRUE | 450 | FALSE | 0 | FALSE | 0 | FALSE | 0 | FALSE | 0 | FALSE | 0 | FALSE | 0 | FALSE | 0 | FALSE | 0 | FALSE | 0 | FALSE | 0 | FALSE | 0 | FALSE | 0 | FALSE | 0 | FALSE | 0 | FALSE | 0 | FALSE | 0 | FALSE | 0 | FALSE | 0 | FALSE | 0 | FALSE | 0
50 |  | 0 | 332 | FALSE | 0 | FALSE | 0 | FALSE | 0 | FALSE | 0 | FALSE | 0 | FALSE | 0 | FALSE | 0 | FALSE | 0 | FALSE | 0 | FALSE | 0 | FALSE | 0 | FALSE | 0 | FALSE | 0 | FALSE | 0 | FALSE | 0 | FALSE | 0 | FALSE | 0 | FALSE | 0 | FALSE | 0 | FALSE | 0 | FALSE | 0 | FALSE | 0 | FALSE | 0 | FALSE | 0 | FALSE | 0 | FALSE | 0 | FALSE | 0 | FALSE | 0 | FALSE | 0 | FALSE | 0 | TRUE | 450 | FALSE | 0 | FALSE | 0 | FALSE | 0 | FALSE | 0 | FALSE | 0 | FALSE | 0 | FALSE | 0 | FALSE | 0 | FALSE | 0 | FALSE | 0 | FALSE | 0 | FALSE | 0 | FALSE | 0 | FALSE | 0 | FALSE | 0 | FALSE | 0 | FALSE | 0 | FALSE | 0 | FALSE | 0 | FALSE | 0
50 |  | 0 | 331 | FALSE | 0 | FALSE | 0 | FALSE | 0 | FALSE | 0 | FALSE | 0 | FALSE | 0 | FALSE | 0 | FALSE | 0 | FALSE | 0 | FALSE | 0 | FALSE | 0 | FALSE | 0 | FALSE | 0 | FALSE | 0 | FALSE | 0 | FALSE | 0 | FALSE | 0 | FALSE | 0 | FALSE | 0 | FALSE | 0 | FALSE | 0 | FALSE | 0 | FALSE | 0 | FALSE | 0 | FALSE | 0 | FALSE | 0 | FALSE | 0 | FALSE | 0 | FALSE | 0 | FALSE | 0 | TRUE | 450 | FALSE | 0 | FALSE | 0 | FALSE | 0 | FALSE | 0 | FALSE | 0 | FALSE | 0 | FALSE | 0 | FALSE | 0 | FALSE | 0 | FALSE | 0 | FALSE | 0 | FALSE | 0 | FALSE | 0 | FALSE | 0 | FALSE | 0 | FALSE | 0 | FALSE | 0 | FALSE | 0 | FALSE | 0 | FALSE | 0
50 |  | 0 | 330 | FALSE | 0 | FALSE | 0 | FALSE | 0 | FALSE | 0 | FALSE | 0 | FALSE | 0 | FALSE | 0 | FALSE | 0 | FALSE | 0 | FALSE | 0 | FALSE | 0 | FALSE | 0 | FALSE | 0 | FALSE | 0 | FALSE | 0 | FALSE | 0 | FALSE | 0 | FALSE | 0 | FALSE | 0 | FALSE | 0 | FALSE | 0 | FALSE | 0 | FALSE | 0 | FALSE | 0 | FALSE | 0 | FALSE | 0 | FALSE | 0 | FALSE | 0 | FALSE | 0 | FALSE | 0 | TRUE | 450 | FALSE | 0 | FALSE | 0 | FALSE | 0 | FALSE | 0 | FALSE | 0 | FALSE | 0 | FALSE | 0 | FALSE | 0 | FALSE | 0 | FALSE | 0 | FALSE | 0 | FALSE | 0 | FALSE | 0 | FALSE | 0 | FALSE | 0 | FALSE | 0 | FALSE | 0 | FALSE | 0 | FALSE | 0 | FALSE | 0
50 |  | 0 | 329 | FALSE | 0 | FALSE | 0 | FALSE | 0 | FALSE | 0 | FALSE | 0 | FALSE | 0 | FALSE | 0 | FALSE | 0 | FALSE | 0 | FALSE | 0 | FALSE | 0 | FALSE | 0 | FALSE | 0 | FALSE | 0 | FALSE | 0 | FALSE | 0 | FALSE | 0 | FALSE | 0 | FALSE | 0 | FALSE | 0 | FALSE | 0 | FALSE | 0 | FALSE | 0 | FALSE | 0 | FALSE | 0 | FALSE | 0 | FALSE | 0 | FALSE | 0 | FALSE | 0 | FALSE | 0 | TRUE | 450 | FALSE | 0 | FALSE | 0 | FALSE | 0 | FALSE | 0 | FALSE | 0 | FALSE | 0 | FALSE | 0 | FALSE | 0 | FALSE | 0 | FALSE | 0 | FALSE | 0 | FALSE | 0 | FALSE | 0 | FALSE | 0 | FALSE | 0 | FALSE | 0 | FALSE | 0 | FALSE | 0 | FALSE | 0 | FALSE | 0
50 |  | 0 | 328 | FALSE | 0 | FALSE | 0 | FALSE | 0 | FALSE | 0 | FALSE | 0 | FALSE | 0 | FALSE | 0 | FALSE | 0 | FALSE | 0 | FALSE | 0 | FALSE | 0 | FALSE | 0 | FALSE | 0 | FALSE | 0 | FALSE | 0 | FALSE | 0 | FALSE | 0 | FALSE | 0 | FALSE | 0 | FALSE | 0 | FALSE | 0 | FALSE | 0 | FALSE | 0 | FALSE | 0 | FALSE | 0 | FALSE | 0 | FALSE | 0 | FALSE | 0 | FALSE | 0 | FALSE | 0 | TRUE | 450 | FALSE | 0 | FALSE | 0 | FALSE | 0 | FALSE | 0 | FALSE | 0 | FALSE | 0 | FALSE | 0 | FALSE | 0 | FALSE | 0 | FALSE | 0 | FALSE | 0 | FALSE | 0 | FALSE | 0 | FALSE | 0 | FALSE | 0 | FALSE | 0 | FALSE | 0 | FALSE | 0 | FALSE | 0 | FALSE | 0
50 |  | 0 | 327 | FALSE | 0 | FALSE | 0 | FALSE | 0 | FALSE | 0 | FALSE | 0 | FALSE | 0 | FALSE | 0 | FALSE | 0 | FALSE | 0 | FALSE | 0 | FALSE | 0 | FALSE | 0 | FALSE | 0 | FALSE | 0 | FALSE | 0 | FALSE | 0 | FALSE | 0 | FALSE | 0 | FALSE | 0 | FALSE | 0 | FALSE | 0 | FALSE | 0 | FALSE | 0 | FALSE | 0 | FALSE | 0 | FALSE | 0 | FALSE | 0 | FALSE | 0 | FALSE | 0 | FALSE | 0 | TRUE | 450 | FALSE | 0 | FALSE | 0 | FALSE | 0 | FALSE | 0 | FALSE | 0 | FALSE | 0 | FALSE | 0 | FALSE | 0 | FALSE | 0 | FALSE | 0 | FALSE | 0 | FALSE | 0 | FALSE | 0 | FALSE | 0 | FALSE | 0 | FALSE | 0 | FALSE | 0 | FALSE | 0 | FALSE | 0 | FALSE | 0
50 |  | 0 | 326 | FALSE | 0 | FALSE | 0 | FALSE | 0 | FALSE | 0 | FALSE | 0 | FALSE | 0 | FALSE | 0 | FALSE | 0 | FALSE | 0 | FALSE | 0 | FALSE | 0 | FALSE | 0 | FALSE | 0 | FALSE | 0 | FALSE | 0 | FALSE | 0 | FALSE | 0 | FALSE | 0 | FALSE | 0 | FALSE | 0 | FALSE | 0 | FALSE | 0 | FALSE | 0 | FALSE | 0 | FALSE | 0 | FALSE | 0 | FALSE | 0 | FALSE | 0 | FALSE | 0 | FALSE | 0 | TRUE | 450 | FALSE | 0 | FALSE | 0 | FALSE | 0 | FALSE | 0 | FALSE | 0 | FALSE | 0 | FALSE | 0 | FALSE | 0 | FALSE | 0 | FALSE | 0 | FALSE | 0 | FALSE | 0 | FALSE | 0 | FALSE | 0 | FALSE | 0 | FALSE | 0 | FALSE | 0 | FALSE | 0 | FALSE | 0 | FALSE | 0
50 |  | 0 | 325 | FALSE | 0 | FALSE | 0 | FALSE | 0 | FALSE | 0 | FALSE | 0 | FALSE | 0 | FALSE | 0 | FALSE | 0 | FALSE | 0 | FALSE | 0 | FALSE | 0 | FALSE | 0 | FALSE | 0 | FALSE | 0 | FALSE | 0 | FALSE | 0 | FALSE | 0 | FALSE | 0 | FALSE | 0 | FALSE | 0 | FALSE | 0 | FALSE | 0 | FALSE | 0 | FALSE | 0 | FALSE | 0 | FALSE | 0 | FALSE | 0 | FALSE | 0 | FALSE | 0 | FALSE | 0 | TRUE | 450 | FALSE | 0 | FALSE | 0 | FALSE | 0 | FALSE | 0 | FALSE | 0 | FALSE | 0 | FALSE | 0 | FALSE | 0 | FALSE | 0 | FALSE | 0 | FALSE | 0 | FALSE | 0 | FALSE | 0 | FALSE | 0 | FALSE | 0 | FALSE | 0 | FALSE | 0 | FALSE | 0 | FALSE | 0 | FALSE | 0
50 |  | 0 | 324 | FALSE | 0 | FALSE | 0 | FALSE | 0 | FALSE | 0 | FALSE | 0 | FALSE | 0 | FALSE | 0 | FALSE | 0 | FALSE | 0 | FALSE | 0 | FALSE | 0 | FALSE | 0 | FALSE | 0 | FALSE | 0 | FALSE | 0 | FALSE | 0 | FALSE | 0 | FALSE | 0 | FALSE | 0 | FALSE | 0 | FALSE | 0 | FALSE | 0 | FALSE | 0 | FALSE | 0 | FALSE | 0 | FALSE | 0 | FALSE | 0 | FALSE | 0 | FALSE | 0 | FALSE | 0 | TRUE | 450 | FALSE | 0 | FALSE | 0 | FALSE | 0 | FALSE | 0 | FALSE | 0 | FALSE | 0 | FALSE | 0 | FALSE | 0 | FALSE | 0 | FALSE | 0 | FALSE | 0 | FALSE | 0 | FALSE | 0 | FALSE | 0 | FALSE | 0 | FALSE | 0 | FALSE | 0 | FALSE | 0 | FALSE | 0 | FALSE | 0
50 |  | 0 | 323 | FALSE | 0 | FALSE | 0 | FALSE | 0 | FALSE | 0 | FALSE | 0 | FALSE | 0 | FALSE | 0 | FALSE | 0 | FALSE | 0 | FALSE | 0 | FALSE | 0 | FALSE | 0 | FALSE | 0 | FALSE | 0 | FALSE | 0 | FALSE | 0 | FALSE | 0 | FALSE | 0 | FALSE | 0 | FALSE | 0 | FALSE | 0 | FALSE | 0 | FALSE | 0 | FALSE | 0 | FALSE | 0 | FALSE | 0 | FALSE | 0 | FALSE | 0 | FALSE | 0 | FALSE | 0 | TRUE | 450 | FALSE | 0 | FALSE | 0 | FALSE | 0 | FALSE | 0 | FALSE | 0 | FALSE | 0 | FALSE | 0 | FALSE | 0 | FALSE | 0 | FALSE | 0 | FALSE | 0 | FALSE | 0 | FALSE | 0 | FALSE | 0 | FALSE | 0 | FALSE | 0 | FALSE | 0 | FALSE | 0 | FALSE | 0 | FALSE | 0
50 |  | 0 | 322 | FALSE | 0 | FALSE | 0 | FALSE | 0 | FALSE | 0 | FALSE | 0 | FALSE | 0 | FALSE | 0 | FALSE | 0 | FALSE | 0 | FALSE | 0 | FALSE | 0 | FALSE | 0 | FALSE | 0 | FALSE | 0 | FALSE | 0 | FALSE | 0 | FALSE | 0 | FALSE | 0 | FALSE | 0 | FALSE | 0 | FALSE | 0 | FALSE | 0 | FALSE | 0 | FALSE | 0 | FALSE | 0 | FALSE | 0 | FALSE | 0 | FALSE | 0 | FALSE | 0 | FALSE | 0 | TRUE | 450 | FALSE | 0 | FALSE | 0 | FALSE | 0 | FALSE | 0 | FALSE | 0 | FALSE | 0 | FALSE | 0 | FALSE | 0 | FALSE | 0 | FALSE | 0 | FALSE | 0 | FALSE | 0 | FALSE | 0 | FALSE | 0 | FALSE | 0 | FALSE | 0 | FALSE | 0 | FALSE | 0 | FALSE | 0 | FALSE | 0
50 |  | 0 | 321 | FALSE | 0 | FALSE | 0 | FALSE | 0 | FALSE | 0 | FALSE | 0 | FALSE | 0 | FALSE | 0 | FALSE | 0 | FALSE | 0 | FALSE | 0 | FALSE | 0 | FALSE | 0 | FALSE | 0 | FALSE | 0 | FALSE | 0 | FALSE | 0 | FALSE | 0 | FALSE | 0 | FALSE | 0 | FALSE | 0 | FALSE | 0 | FALSE | 0 | FALSE | 0 | FALSE | 0 | FALSE | 0 | FALSE | 0 | FALSE | 0 | FALSE | 0 | FALSE | 0 | FALSE | 0 | TRUE | 450 | FALSE | 0 | FALSE | 0 | FALSE | 0 | FALSE | 0 | FALSE | 0 | FALSE | 0 | FALSE | 0 | FALSE | 0 | FALSE | 0 | FALSE | 0 | FALSE | 0 | FALSE | 0 | FALSE | 0 | FALSE | 0 | FALSE | 0 | FALSE | 0 | FALSE | 0 | FALSE | 0 | FALSE | 0 | FALSE | 0
50 |  | 0 | 320 | FALSE | 0 | FALSE | 0 | FALSE | 0 | FALSE | 0 | FALSE | 0 | FALSE | 0 | FALSE | 0 | FALSE | 0 | FALSE | 0 | FALSE | 0 | FALSE | 0 | FALSE | 0 | FALSE | 0 | FALSE | 0 | FALSE | 0 | FALSE | 0 | FALSE | 0 | FALSE | 0 | FALSE | 0 | FALSE | 0 | FALSE | 0 | FALSE | 0 | FALSE | 0 | FALSE | 0 | FALSE | 0 | FALSE | 0 | FALSE | 0 | FALSE | 0 | FALSE | 0 | FALSE | 0 | TRUE | 450 | FALSE | 0 | FALSE | 0 | FALSE | 0 | FALSE | 0 | FALSE | 0 | FALSE | 0 | FALSE | 0 | FALSE | 0 | FALSE | 0 | FALSE | 0 | FALSE | 0 | FALSE | 0 | FALSE | 0 | FALSE | 0 | FALSE | 0 | FALSE | 0 | FALSE | 0 | FALSE | 0 | FALSE | 0 | FALSE | 0
50 |  | 0 | 319 | FALSE | 0 | FALSE | 0 | FALSE | 0 | FALSE | 0 | FALSE | 0 | FALSE | 0 | FALSE | 0 | FALSE | 0 | FALSE | 0 | FALSE | 0 | FALSE | 0 | FALSE | 0 | FALSE | 0 | FALSE | 0 | FALSE | 0 | FALSE | 0 | FALSE | 0 | FALSE | 0 | FALSE | 0 | FALSE | 0 | FALSE | 0 | FALSE | 0 | FALSE | 0 | FALSE | 0 | FALSE | 0 | FALSE | 0 | FALSE | 0 | FALSE | 0 | FALSE | 0 | FALSE | 0 | TRUE | 450 | FALSE | 0 | FALSE | 0 | FALSE | 0 | FALSE | 0 | FALSE | 0 | FALSE | 0 | FALSE | 0 | FALSE | 0 | FALSE | 0 | FALSE | 0 | FALSE | 0 | FALSE | 0 | FALSE | 0 | FALSE | 0 | FALSE | 0 | FALSE | 0 | FALSE | 0 | FALSE | 0 | FALSE | 0 | FALSE | 0
50 |  | 0 | 318 | FALSE | 0 | FALSE | 0 | FALSE | 0 | FALSE | 0 | FALSE | 0 | FALSE | 0 | FALSE | 0 | FALSE | 0 | FALSE | 0 | FALSE | 0 | FALSE | 0 | FALSE | 0 | FALSE | 0 | FALSE | 0 | FALSE | 0 | FALSE | 0 | FALSE | 0 | FALSE | 0 | FALSE | 0 | FALSE | 0 | FALSE | 0 | FALSE | 0 | FALSE | 0 | FALSE | 0 | FALSE | 0 | FALSE | 0 | FALSE | 0 | FALSE | 0 | FALSE | 0 | FALSE | 0 | TRUE | 450 | FALSE | 0 | FALSE | 0 | FALSE | 0 | FALSE | 0 | FALSE | 0 | FALSE | 0 | FALSE | 0 | FALSE | 0 | FALSE | 0 | FALSE | 0 | FALSE | 0 | FALSE | 0 | FALSE | 0 | FALSE | 0 | FALSE | 0 | FALSE | 0 | FALSE | 0 | FALSE | 0 | FALSE | 0 | FALSE | 0
50 |  | 0 | 317 | FALSE | 0 | FALSE | 0 | FALSE | 0 | FALSE | 0 | FALSE | 0 | FALSE | 0 | FALSE | 0 | FALSE | 0 | FALSE | 0 | FALSE | 0 | FALSE | 0 | FALSE | 0 | FALSE | 0 | FALSE | 0 | FALSE | 0 | FALSE | 0 | FALSE | 0 | FALSE | 0 | FALSE | 0 | FALSE | 0 | FALSE | 0 | FALSE | 0 | FALSE | 0 | FALSE | 0 | FALSE | 0 | FALSE | 0 | FALSE | 0 | FALSE | 0 | FALSE | 0 | FALSE | 0 | TRUE | 450 | FALSE | 0 | FALSE | 0 | FALSE | 0 | FALSE | 0 | FALSE | 0 | FALSE | 0 | FALSE | 0 | FALSE | 0 | FALSE | 0 | FALSE | 0 | FALSE | 0 | FALSE | 0 | FALSE | 0 | FALSE | 0 | FALSE | 0 | FALSE | 0 | FALSE | 0 | FALSE | 0 | FALSE | 0 | FALSE | 0
50 |  | 0 | 316 | FALSE | 0 | FALSE | 0 | FALSE | 0 | FALSE | 0 | FALSE | 0 | FALSE | 0 | FALSE | 0 | FALSE | 0 | FALSE | 0 | FALSE | 0 | FALSE | 0 | FALSE | 0 | FALSE | 0 | FALSE | 0 | FALSE | 0 | FALSE | 0 | FALSE | 0 | FALSE | 0 | FALSE | 0 | FALSE | 0 | FALSE | 0 | FALSE | 0 | FALSE | 0 | FALSE | 0 | FALSE | 0 | FALSE | 0 | FALSE | 0 | FALSE | 0 | FALSE | 0 | FALSE | 0 | TRUE | 450 | FALSE | 0 | FALSE | 0 | FALSE | 0 | FALSE | 0 | FALSE | 0 | FALSE | 0 | FALSE | 0 | FALSE | 0 | FALSE | 0 | FALSE | 0 | FALSE | 0 | FALSE | 0 | FALSE | 0 | FALSE | 0 | FALSE | 0 | FALSE | 0 | FALSE | 0 | FALSE | 0 | FALSE | 0 | FALSE | 0
50 |  | 0 | 315 | FALSE | 0 | FALSE | 0 | FALSE | 0 | FALSE | 0 | FALSE | 0 | FALSE | 0 | FALSE | 0 | FALSE | 0 | FALSE | 0 | FALSE | 0 | FALSE | 0 | FALSE | 0 | FALSE | 0 | FALSE | 0 | FALSE | 0 | FALSE | 0 | FALSE | 0 | FALSE | 0 | FALSE | 0 | FALSE | 0 | FALSE | 0 | FALSE | 0 | FALSE | 0 | FALSE | 0 | FALSE | 0 | FALSE | 0 | FALSE | 0 | FALSE | 0 | FALSE | 0 | FALSE | 0 | TRUE | 450 | FALSE | 0 | FALSE | 0 | FALSE | 0 | FALSE | 0 | FALSE | 0 | FALSE | 0 | FALSE | 0 | FALSE | 0 | FALSE | 0 | FALSE | 0 | FALSE | 0 | FALSE | 0 | FALSE | 0 | FALSE | 0 | FALSE | 0 | FALSE | 0 | FALSE | 0 | FALSE | 0 | FALSE | 0 | FALSE | 0
50 |  | 0 | 314 | FALSE | 0 | FALSE | 0 | FALSE | 0 | FALSE | 0 | FALSE | 0 | FALSE | 0 | FALSE | 0 | FALSE | 0 | FALSE | 0 | FALSE | 0 | FALSE | 0 | FALSE | 0 | FALSE | 0 | FALSE | 0 | FALSE | 0 | FALSE | 0 | FALSE | 0 | FALSE | 0 | FALSE | 0 | FALSE | 0 | FALSE | 0 | FALSE | 0 | FALSE | 0 | FALSE | 0 | FALSE | 0 | FALSE | 0 | FALSE | 0 | FALSE | 0 | FALSE | 0 | FALSE | 0 | TRUE | 450 | FALSE | 0 | FALSE | 0 | FALSE | 0 | FALSE | 0 | FALSE | 0 | FALSE | 0 | FALSE | 0 | FALSE | 0 | FALSE | 0 | FALSE | 0 | FALSE | 0 | FALSE | 0 | FALSE | 0 | FALSE | 0 | FALSE | 0 | FALSE | 0 | FALSE | 0 | FALSE | 0 | FALSE | 0 | FALSE | 0
50 |  | 0 | 313 | FALSE | 0 | FALSE | 0 | FALSE | 0 | FALSE | 0 | FALSE | 0 | FALSE | 0 | FALSE | 0 | FALSE | 0 | FALSE | 0 | FALSE | 0 | FALSE | 0 | FALSE | 0 | FALSE | 0 | FALSE | 0 | FALSE | 0 | FALSE | 0 | FALSE | 0 | FALSE | 0 | FALSE | 0 | FALSE | 0 | FALSE | 0 | FALSE | 0 | FALSE | 0 | FALSE | 0 | FALSE | 0 | FALSE | 0 | FALSE | 0 | FALSE | 0 | FALSE | 0 | FALSE | 0 | TRUE | 450 | FALSE | 0 | FALSE | 0 | FALSE | 0 | FALSE | 0 | FALSE | 0 | FALSE | 0 | FALSE | 0 | FALSE | 0 | FALSE | 0 | FALSE | 0 | FALSE | 0 | FALSE | 0 | FALSE | 0 | FALSE | 0 | FALSE | 0 | FALSE | 0 | FALSE | 0 | FALSE | 0 | FALSE | 0 | FALSE | 0
50 |  | 0 | 312 | FALSE | 0 | FALSE | 0 | FALSE | 0 | FALSE | 0 | FALSE | 0 | FALSE | 0 | FALSE | 0 | FALSE | 0 | FALSE | 0 | FALSE | 0 | FALSE | 0 | FALSE | 0 | FALSE | 0 | FALSE | 0 | FALSE | 0 | FALSE | 0 | FALSE | 0 | FALSE | 0 | FALSE | 0 | FALSE | 0 | FALSE | 0 | FALSE | 0 | FALSE | 0 | FALSE | 0 | FALSE | 0 | FALSE | 0 | FALSE | 0 | FALSE | 0 | FALSE | 0 | FALSE | 0 | TRUE | 450 | FALSE | 0 | FALSE | 0 | FALSE | 0 | FALSE | 0 | FALSE | 0 | FALSE | 0 | FALSE | 0 | FALSE | 0 | FALSE | 0 | FALSE | 0 | FALSE | 0 | FALSE | 0 | FALSE | 0 | FALSE | 0 | FALSE | 0 | FALSE | 0 | FALSE | 0 | FALSE | 0 | FALSE | 0 | FALSE | 0
50 |  | 0 | 311 | FALSE | 0 | FALSE | 0 | FALSE | 0 | FALSE | 0 | FALSE | 0 | FALSE | 0 | FALSE | 0 | FALSE | 0 | FALSE | 0 | FALSE | 0 | FALSE | 0 | FALSE | 0 | FALSE | 0 | FALSE | 0 | FALSE | 0 | FALSE | 0 | FALSE | 0 | FALSE | 0 | FALSE | 0 | FALSE | 0 | FALSE | 0 | FALSE | 0 | FALSE | 0 | FALSE | 0 | FALSE | 0 | FALSE | 0 | FALSE | 0 | FALSE | 0 | FALSE | 0 | FALSE | 0 | TRUE | 450 | FALSE | 0 | FALSE | 0 | FALSE | 0 | FALSE | 0 | FALSE | 0 | FALSE | 0 | FALSE | 0 | FALSE | 0 | FALSE | 0 | FALSE | 0 | FALSE | 0 | FALSE | 0 | FALSE | 0 | FALSE | 0 | FALSE | 0 | FALSE | 0 | FALSE | 0 | FALSE | 0 | FALSE | 0 | FALSE | 0
50 |  | 0 | 310 | FALSE | 0 | FALSE | 0 | FALSE | 0 | FALSE | 0 | FALSE | 0 | FALSE | 0 | FALSE | 0 | FALSE | 0 | FALSE | 0 | FALSE | 0 | FALSE | 0 | FALSE | 0 | FALSE | 0 | FALSE | 0 | FALSE | 0 | FALSE | 0 | FALSE | 0 | FALSE | 0 | FALSE | 0 | FALSE | 0 | FALSE | 0 | FALSE | 0 | FALSE | 0 | FALSE | 0 | FALSE | 0 | FALSE | 0 | FALSE | 0 | FALSE | 0 | FALSE | 0 | FALSE | 0 | TRUE | 450 | FALSE | 0 | FALSE | 0 | FALSE | 0 | FALSE | 0 | FALSE | 0 | FALSE | 0 | FALSE | 0 | FALSE | 0 | FALSE | 0 | FALSE | 0 | FALSE | 0 | FALSE | 0 | FALSE | 0 | FALSE | 0 | FALSE | 0 | FALSE | 0 | FALSE | 0 | FALSE | 0 | FALSE | 0 | FALSE | 0
50 |  | 0 | 309 | FALSE | 0 | FALSE | 0 | FALSE | 0 | FALSE | 0 | FALSE | 0 | FALSE | 0 | FALSE | 0 | FALSE | 0 | FALSE | 0 | FALSE | 0 | FALSE | 0 | FALSE | 0 | FALSE | 0 | FALSE | 0 | FALSE | 0 | FALSE | 0 | FALSE | 0 | FALSE | 0 | FALSE | 0 | FALSE | 0 | FALSE | 0 | FALSE | 0 | FALSE | 0 | FALSE | 0 | FALSE | 0 | FALSE | 0 | FALSE | 0 | FALSE | 0 | FALSE | 0 | FALSE | 0 | TRUE | 450 | FALSE | 0 | FALSE | 0 | FALSE | 0 | FALSE | 0 | FALSE | 0 | FALSE | 0 | FALSE | 0 | FALSE | 0 | FALSE | 0 | FALSE | 0 | FALSE | 0 | FALSE | 0 | FALSE | 0 | FALSE | 0 | FALSE | 0 | FALSE | 0 | FALSE | 0 | FALSE | 0 | FALSE | 0 | FALSE | 0
50 |  | 0 | 308 | FALSE | 0 | FALSE | 0 | FALSE | 0 | FALSE | 0 | FALSE | 0 | FALSE | 0 | FALSE | 0 | FALSE | 0 | FALSE | 0 | FALSE | 0 | FALSE | 0 | FALSE | 0 | FALSE | 0 | FALSE | 0 | FALSE | 0 | FALSE | 0 | FALSE | 0 | FALSE | 0 | FALSE | 0 | FALSE | 0 | FALSE | 0 | FALSE | 0 | FALSE | 0 | FALSE | 0 | FALSE | 0 | FALSE | 0 | FALSE | 0 | FALSE | 0 | FALSE | 0 | FALSE | 0 | TRUE | 450 | FALSE | 0 | FALSE | 0 | FALSE | 0 | FALSE | 0 | FALSE | 0 | FALSE | 0 | FALSE | 0 | FALSE | 0 | FALSE | 0 | FALSE | 0 | FALSE | 0 | FALSE | 0 | FALSE | 0 | FALSE | 0 | FALSE | 0 | FALSE | 0 | FALSE | 0 | FALSE | 0 | FALSE | 0 | FALSE | 0
50 |  | 0 | 307 | FALSE | 0 | FALSE | 0 | FALSE | 0 | FALSE | 0 | FALSE | 0 | FALSE | 0 | FALSE | 0 | FALSE | 0 | FALSE | 0 | FALSE | 0 | FALSE | 0 | FALSE | 0 | FALSE | 0 | FALSE | 0 | FALSE | 0 | FALSE | 0 | FALSE | 0 | FALSE | 0 | FALSE | 0 | FALSE | 0 | FALSE | 0 | FALSE | 0 | FALSE | 0 | FALSE | 0 | FALSE | 0 | FALSE | 0 | FALSE | 0 | FALSE | 0 | FALSE | 0 | FALSE | 0 | TRUE | 450 | FALSE | 0 | FALSE | 0 | FALSE | 0 | FALSE | 0 | FALSE | 0 | FALSE | 0 | FALSE | 0 | FALSE | 0 | FALSE | 0 | FALSE | 0 | FALSE | 0 | FALSE | 0 | FALSE | 0 | FALSE | 0 | FALSE | 0 | FALSE | 0 | FALSE | 0 | FALSE | 0 | FALSE | 0 | FALSE | 0
50 |  | 0 | 306 | FALSE | 0 | FALSE | 0 | FALSE | 0 | FALSE | 0 | FALSE | 0 | FALSE | 0 | FALSE | 0 | FALSE | 0 | FALSE | 0 | FALSE | 0 | FALSE | 0 | FALSE | 0 | FALSE | 0 | FALSE | 0 | FALSE | 0 | FALSE | 0 | FALSE | 0 | FALSE | 0 | FALSE | 0 | FALSE | 0 | FALSE | 0 | FALSE | 0 | FALSE | 0 | FALSE | 0 | FALSE | 0 | FALSE | 0 | FALSE | 0 | FALSE | 0 | FALSE | 0 | FALSE | 0 | TRUE | 450 | FALSE | 0 | FALSE | 0 | FALSE | 0 | FALSE | 0 | FALSE | 0 | FALSE | 0 | FALSE | 0 | FALSE | 0 | FALSE | 0 | FALSE | 0 | FALSE | 0 | FALSE | 0 | FALSE | 0 | FALSE | 0 | FALSE | 0 | FALSE | 0 | FALSE | 0 | FALSE | 0 | FALSE | 0 | FALSE | 0
50 |  | 0 | 305 | FALSE | 0 | FALSE | 0 | FALSE | 0 | FALSE | 0 | FALSE | 0 | FALSE | 0 | FALSE | 0 | FALSE | 0 | FALSE | 0 | FALSE | 0 | FALSE | 0 | FALSE | 0 | FALSE | 0 | FALSE | 0 | FALSE | 0 | FALSE | 0 | FALSE | 0 | FALSE | 0 | FALSE | 0 | FALSE | 0 | FALSE | 0 | FALSE | 0 | FALSE | 0 | FALSE | 0 | FALSE | 0 | FALSE | 0 | FALSE | 0 | FALSE | 0 | FALSE | 0 | FALSE | 0 | TRUE | 450 | FALSE | 0 | FALSE | 0 | FALSE | 0 | FALSE | 0 | FALSE | 0 | FALSE | 0 | FALSE | 0 | FALSE | 0 | FALSE | 0 | FALSE | 0 | FALSE | 0 | FALSE | 0 | FALSE | 0 | FALSE | 0 | FALSE | 0 | FALSE | 0 | FALSE | 0 | FALSE | 0 | FALSE | 0 | FALSE | 0
50 |  | 0 | 304 | FALSE | 0 | FALSE | 0 | FALSE | 0 | FALSE | 0 | FALSE | 0 | FALSE | 0 | FALSE | 0 | FALSE | 0 | FALSE | 0 | FALSE | 0 | FALSE | 0 | FALSE | 0 | FALSE | 0 | FALSE | 0 | FALSE | 0 | FALSE | 0 | FALSE | 0 | FALSE | 0 | FALSE | 0 | FALSE | 0 | FALSE | 0 | FALSE | 0 | FALSE | 0 | FALSE | 0 | FALSE | 0 | FALSE | 0 | FALSE | 0 | FALSE | 0 | FALSE | 0 | FALSE | 0 | TRUE | 450 | FALSE | 0 | FALSE | 0 | FALSE | 0 | FALSE | 0 | FALSE | 0 | FALSE | 0 | FALSE | 0 | FALSE | 0 | FALSE | 0 | FALSE | 0 | FALSE | 0 | FALSE | 0 | FALSE | 0 | FALSE | 0 | FALSE | 0 | FALSE | 0 | FALSE | 0 | FALSE | 0 | FALSE | 0 | FALSE | 0
50 |  | 0 | 303 | FALSE | 0 | FALSE | 0 | FALSE | 0 | FALSE | 0 | FALSE | 0 | FALSE | 0 | FALSE | 0 | FALSE | 0 | FALSE | 0 | FALSE | 0 | FALSE | 0 | FALSE | 0 | FALSE | 0 | FALSE | 0 | FALSE | 0 | FALSE | 0 | FALSE | 0 | FALSE | 0 | FALSE | 0 | FALSE | 0 | FALSE | 0 | FALSE | 0 | FALSE | 0 | FALSE | 0 | FALSE | 0 | FALSE | 0 | FALSE | 0 | FALSE | 0 | FALSE | 0 | FALSE | 0 | TRUE | 450 | FALSE | 0 | FALSE | 0 | FALSE | 0 | FALSE | 0 | FALSE | 0 | FALSE | 0 | FALSE | 0 | FALSE | 0 | FALSE | 0 | FALSE | 0 | FALSE | 0 | FALSE | 0 | FALSE | 0 | FALSE | 0 | FALSE | 0 | FALSE | 0 | FALSE | 0 | FALSE | 0 | FALSE | 0 | FALSE | 0
50 |  | 0 | 302 | FALSE | 0 | FALSE | 0 | FALSE | 0 | FALSE | 0 | FALSE | 0 | FALSE | 0 | FALSE | 0 | FALSE | 0 | FALSE | 0 | FALSE | 0 | FALSE | 0 | FALSE | 0 | FALSE | 0 | FALSE | 0 | FALSE | 0 | FALSE | 0 | FALSE | 0 | FALSE | 0 | FALSE | 0 | FALSE | 0 | FALSE | 0 | FALSE | 0 | FALSE | 0 | FALSE | 0 | FALSE | 0 | FALSE | 0 | FALSE | 0 | FALSE | 0 | FALSE | 0 | FALSE | 0 | TRUE | 450 | FALSE | 0 | FALSE | 0 | FALSE | 0 | FALSE | 0 | FALSE | 0 | FALSE | 0 | FALSE | 0 | FALSE | 0 | FALSE | 0 | FALSE | 0 | FALSE | 0 | FALSE | 0 | FALSE | 0 | FALSE | 0 | FALSE | 0 | FALSE | 0 | FALSE | 0 | FALSE | 0 | FALSE | 0 | FALSE | 0
50 |  | 0 | 301 | FALSE | 0 | FALSE | 0 | FALSE | 0 | FALSE | 0 | FALSE | 0 | FALSE | 0 | FALSE | 0 | FALSE | 0 | FALSE | 0 | FALSE | 0 | FALSE | 0 | FALSE | 0 | FALSE | 0 | FALSE | 0 | FALSE | 0 | FALSE | 0 | FALSE | 0 | FALSE | 0 | FALSE | 0 | FALSE | 0 | FALSE | 0 | FALSE | 0 | FALSE | 0 | FALSE | 0 | FALSE | 0 | FALSE | 0 | FALSE | 0 | FALSE | 0 | FALSE | 0 | FALSE | 0 | TRUE | 450 | FALSE | 0 | FALSE | 0 | FALSE | 0 | FALSE | 0 | FALSE | 0 | FALSE | 0 | FALSE | 0 | FALSE | 0 | FALSE | 0 | FALSE | 0 | FALSE | 0 | FALSE | 0 | FALSE | 0 | FALSE | 0 | FALSE | 0 | FALSE | 0 | FALSE | 0 | FALSE | 0 | FALSE | 0 | FALSE | 0
50 |  | 0 | 300 | FALSE | 0 | FALSE | 0 | FALSE | 0 | FALSE | 0 | FALSE | 0 | FALSE | 0 | FALSE | 0 | FALSE | 0 | FALSE | 0 | FALSE | 0 | FALSE | 0 | FALSE | 0 | FALSE | 0 | FALSE | 0 | FALSE | 0 | FALSE | 0 | FALSE | 0 | FALSE | 0 | FALSE | 0 | FALSE | 0 | FALSE | 0 | FALSE | 0 | FALSE | 0 | FALSE | 0 | FALSE | 0 | FALSE | 0 | FALSE | 0 | FALSE | 0 | FALSE | 0 | FALSE | 0 | TRUE | 450 | FALSE | 0 | FALSE | 0 | FALSE | 0 | FALSE | 0 | FALSE | 0 | FALSE | 0 | FALSE | 0 | FALSE | 0 | FALSE | 0 | FALSE | 0 | FALSE | 0 | FALSE | 0 | FALSE | 0 | FALSE | 0 | FALSE | 0 | FALSE | 0 | FALSE | 0 | FALSE | 0 | FALSE | 0 | FALSE | 0
50 |  | 0 | 299 | FALSE | 0 | FALSE | 0 | FALSE | 0 | FALSE | 0 | FALSE | 0 | FALSE | 0 | FALSE | 0 | FALSE | 0 | FALSE | 0 | FALSE | 0 | FALSE | 0 | FALSE | 0 | FALSE | 0 | FALSE | 0 | FALSE | 0 | FALSE | 0 | FALSE | 0 | FALSE | 0 | FALSE | 0 | FALSE | 0 | FALSE | 0 | FALSE | 0 | FALSE | 0 | FALSE | 0 | FALSE | 0 | FALSE | 0 | FALSE | 0 | FALSE | 0 | FALSE | 0 | FALSE | 0 | TRUE | 450 | FALSE | 0 | FALSE | 0 | FALSE | 0 | FALSE | 0 | FALSE | 0 | FALSE | 0 | FALSE | 0 | FALSE | 0 | FALSE | 0 | FALSE | 0 | FALSE | 0 | FALSE | 0 | FALSE | 0 | FALSE | 0 | FALSE | 0 | FALSE | 0 | FALSE | 0 | FALSE | 0 | FALSE | 0 | FALSE | 0
50 |  | 0 | 298 | FALSE | 0 | FALSE | 0 | FALSE | 0 | FALSE | 0 | FALSE | 0 | FALSE | 0 | FALSE | 0 | FALSE | 0 | FALSE | 0 | FALSE | 0 | FALSE | 0 | FALSE | 0 | FALSE | 0 | FALSE | 0 | FALSE | 0 | FALSE | 0 | FALSE | 0 | FALSE | 0 | FALSE | 0 | FALSE | 0 | FALSE | 0 | FALSE | 0 | FALSE | 0 | FALSE | 0 | FALSE | 0 | FALSE | 0 | FALSE | 0 | FALSE | 0 | FALSE | 0 | FALSE | 0 | TRUE | 450 | FALSE | 0 | FALSE | 0 | FALSE | 0 | FALSE | 0 | FALSE | 0 | FALSE | 0 | FALSE | 0 | FALSE | 0 | FALSE | 0 | FALSE | 0 | FALSE | 0 | FALSE | 0 | FALSE | 0 | FALSE | 0 | FALSE | 0 | FALSE | 0 | FALSE | 0 | FALSE | 0 | FALSE | 0 | FALSE | 0
50 |  | 0 | 297 | FALSE | 0 | FALSE | 0 | FALSE | 0 | FALSE | 0 | FALSE | 0 | FALSE | 0 | FALSE | 0 | FALSE | 0 | FALSE | 0 | FALSE | 0 | FALSE | 0 | FALSE | 0 | FALSE | 0 | FALSE | 0 | FALSE | 0 | FALSE | 0 | FALSE | 0 | FALSE | 0 | FALSE | 0 | FALSE | 0 | FALSE | 0 | FALSE | 0 | FALSE | 0 | FALSE | 0 | FALSE | 0 | FALSE | 0 | FALSE | 0 | FALSE | 0 | FALSE | 0 | FALSE | 0 | TRUE | 450 | FALSE | 0 | FALSE | 0 | FALSE | 0 | FALSE | 0 | FALSE | 0 | FALSE | 0 | FALSE | 0 | FALSE | 0 | FALSE | 0 | FALSE | 0 | FALSE | 0 | FALSE | 0 | FALSE | 0 | FALSE | 0 | FALSE | 0 | FALSE | 0 | FALSE | 0 | FALSE | 0 | FALSE | 0 | FALSE | 0
50 |  | 0 | 296 | FALSE | 0 | FALSE | 0 | FALSE | 0 | FALSE | 0 | FALSE | 0 | FALSE | 0 | FALSE | 0 | FALSE | 0 | FALSE | 0 | FALSE | 0 | FALSE | 0 | FALSE | 0 | FALSE | 0 | FALSE | 0 | FALSE | 0 | FALSE | 0 | FALSE | 0 | FALSE | 0 | FALSE | 0 | FALSE | 0 | FALSE | 0 | FALSE | 0 | FALSE | 0 | FALSE | 0 | FALSE | 0 | FALSE | 0 | FALSE | 0 | FALSE | 0 | FALSE | 0 | FALSE | 0 | TRUE | 450 | FALSE | 0 | FALSE | 0 | FALSE | 0 | FALSE | 0 | FALSE | 0 | FALSE | 0 | FALSE | 0 | FALSE | 0 | FALSE | 0 | FALSE | 0 | FALSE | 0 | FALSE | 0 | FALSE | 0 | FALSE | 0 | FALSE | 0 | FALSE | 0 | FALSE | 0 | FALSE | 0 | FALSE | 0 | FALSE | 0
50 |  | 0 | 295 | FALSE | 0 | FALSE | 0 | FALSE | 0 | FALSE | 0 | FALSE | 0 | FALSE | 0 | FALSE | 0 | FALSE | 0 | FALSE | 0 | FALSE | 0 | FALSE | 0 | FALSE | 0 | FALSE | 0 | FALSE | 0 | FALSE | 0 | FALSE | 0 | FALSE | 0 | FALSE | 0 | FALSE | 0 | FALSE | 0 | FALSE | 0 | FALSE | 0 | FALSE | 0 | FALSE | 0 | FALSE | 0 | FALSE | 0 | FALSE | 0 | FALSE | 0 | FALSE | 0 | FALSE | 0 | TRUE | 450 | FALSE | 0 | FALSE | 0 | FALSE | 0 | FALSE | 0 | FALSE | 0 | FALSE | 0 | FALSE | 0 | FALSE | 0 | FALSE | 0 | FALSE | 0 | FALSE | 0 | FALSE | 0 | FALSE | 0 | FALSE | 0 | FALSE | 0 | FALSE | 0 | FALSE | 0 | FALSE | 0 | FALSE | 0 | FALSE | 0
50 |  | 0 | 294 | FALSE | 0 | FALSE | 0 | FALSE | 0 | FALSE | 0 | FALSE | 0 | FALSE | 0 | FALSE | 0 | FALSE | 0 | FALSE | 0 | FALSE | 0 | FALSE | 0 | FALSE | 0 | FALSE | 0 | FALSE | 0 | FALSE | 0 | FALSE | 0 | FALSE | 0 | FALSE | 0 | FALSE | 0 | FALSE | 0 | FALSE | 0 | FALSE | 0 | FALSE | 0 | FALSE | 0 | FALSE | 0 | FALSE | 0 | FALSE | 0 | FALSE | 0 | FALSE | 0 | FALSE | 0 | TRUE | 450 | FALSE | 0 | FALSE | 0 | FALSE | 0 | FALSE | 0 | FALSE | 0 | FALSE | 0 | FALSE | 0 | FALSE | 0 | FALSE | 0 | FALSE | 0 | FALSE | 0 | FALSE | 0 | FALSE | 0 | FALSE | 0 | FALSE | 0 | FALSE | 0 | FALSE | 0 | FALSE | 0 | FALSE | 0 | FALSE | 0
50 |  | 0 | 293 | FALSE | 0 | FALSE | 0 | FALSE | 0 | FALSE | 0 | FALSE | 0 | FALSE | 0 | FALSE | 0 | FALSE | 0 | FALSE | 0 | FALSE | 0 | FALSE | 0 | FALSE | 0 | FALSE | 0 | FALSE | 0 | FALSE | 0 | FALSE | 0 | FALSE | 0 | FALSE | 0 | FALSE | 0 | FALSE | 0 | FALSE | 0 | FALSE | 0 | FALSE | 0 | FALSE | 0 | FALSE | 0 | FALSE | 0 | FALSE | 0 | FALSE | 0 | FALSE | 0 | FALSE | 0 | TRUE | 450 | FALSE | 0 | FALSE | 0 | FALSE | 0 | FALSE | 0 | FALSE | 0 | FALSE | 0 | FALSE | 0 | FALSE | 0 | FALSE | 0 | FALSE | 0 | FALSE | 0 | FALSE | 0 | FALSE | 0 | FALSE | 0 | FALSE | 0 | FALSE | 0 | FALSE | 0 | FALSE | 0 | FALSE | 0 | FALSE | 0
50 |  | 0 | 292 | FALSE | 0 | FALSE | 0 | FALSE | 0 | FALSE | 0 | FALSE | 0 | FALSE | 0 | FALSE | 0 | FALSE | 0 | FALSE | 0 | FALSE | 0 | FALSE | 0 | FALSE | 0 | FALSE | 0 | FALSE | 0 | FALSE | 0 | FALSE | 0 | FALSE | 0 | FALSE | 0 | FALSE | 0 | FALSE | 0 | FALSE | 0 | FALSE | 0 | FALSE | 0 | FALSE | 0 | FALSE | 0 | FALSE | 0 | FALSE | 0 | FALSE | 0 | FALSE | 0 | FALSE | 0 | TRUE | 450 | FALSE | 0 | FALSE | 0 | FALSE | 0 | FALSE | 0 | FALSE | 0 | FALSE | 0 | FALSE | 0 | FALSE | 0 | FALSE | 0 | FALSE | 0 | FALSE | 0 | FALSE | 0 | FALSE | 0 | FALSE | 0 | FALSE | 0 | FALSE | 0 | FALSE | 0 | FALSE | 0 | FALSE | 0 | FALSE | 0
50 |  | 0 | 291 | FALSE | 0 | FALSE | 0 | FALSE | 0 | FALSE | 0 | FALSE | 0 | FALSE | 0 | FALSE | 0 | FALSE | 0 | FALSE | 0 | FALSE | 0 | FALSE | 0 | FALSE | 0 | FALSE | 0 | FALSE | 0 | FALSE | 0 | FALSE | 0 | FALSE | 0 | FALSE | 0 | FALSE | 0 | FALSE | 0 | FALSE | 0 | FALSE | 0 | FALSE | 0 | FALSE | 0 | FALSE | 0 | FALSE | 0 | FALSE | 0 | FALSE | 0 | FALSE | 0 | FALSE | 0 | TRUE | 450 | FALSE | 0 | FALSE | 0 | FALSE | 0 | FALSE | 0 | FALSE | 0 | FALSE | 0 | FALSE | 0 | FALSE | 0 | FALSE | 0 | FALSE | 0 | FALSE | 0 | FALSE | 0 | FALSE | 0 | FALSE | 0 | FALSE | 0 | FALSE | 0 | FALSE | 0 | FALSE | 0 | FALSE | 0 | FALSE | 0
50 |  | 0 | 290 | FALSE | 0 | FALSE | 0 | FALSE | 0 | FALSE | 0 | FALSE | 0 | FALSE | 0 | FALSE | 0 | FALSE | 0 | FALSE | 0 | FALSE | 0 | FALSE | 0 | FALSE | 0 | FALSE | 0 | FALSE | 0 | FALSE | 0 | FALSE | 0 | FALSE | 0 | FALSE | 0 | FALSE | 0 | FALSE | 0 | FALSE | 0 | FALSE | 0 | FALSE | 0 | FALSE | 0 | FALSE | 0 | FALSE | 0 | FALSE | 0 | FALSE | 0 | FALSE | 0 | FALSE | 0 | TRUE | 450 | FALSE | 0 | FALSE | 0 | FALSE | 0 | FALSE | 0 | FALSE | 0 | FALSE | 0 | FALSE | 0 | FALSE | 0 | FALSE | 0 | FALSE | 0 | FALSE | 0 | FALSE | 0 | FALSE | 0 | FALSE | 0 | FALSE | 0 | FALSE | 0 | FALSE | 0 | FALSE | 0 | FALSE | 0 | FALSE | 0
50 |  | 0 | 289 | FALSE | 0 | FALSE | 0 | FALSE | 0 | FALSE | 0 | FALSE | 0 | FALSE | 0 | FALSE | 0 | FALSE | 0 | FALSE | 0 | FALSE | 0 | FALSE | 0 | FALSE | 0 | FALSE | 0 | FALSE | 0 | FALSE | 0 | FALSE | 0 | FALSE | 0 | FALSE | 0 | FALSE | 0 | FALSE | 0 | FALSE | 0 | FALSE | 0 | FALSE | 0 | FALSE | 0 | FALSE | 0 | FALSE | 0 | FALSE | 0 | FALSE | 0 | FALSE | 0 | FALSE | 0 | TRUE | 450 | FALSE | 0 | FALSE | 0 | FALSE | 0 | FALSE | 0 | FALSE | 0 | FALSE | 0 | FALSE | 0 | FALSE | 0 | FALSE | 0 | FALSE | 0 | FALSE | 0 | FALSE | 0 | FALSE | 0 | FALSE | 0 | FALSE | 0 | FALSE | 0 | FALSE | 0 | FALSE | 0 | FALSE | 0 | FALSE | 0
50 |  | 0 | 288 | FALSE | 0 | FALSE | 0 | FALSE | 0 | FALSE | 0 | FALSE | 0 | FALSE | 0 | FALSE | 0 | FALSE | 0 | FALSE | 0 | FALSE | 0 | FALSE | 0 | FALSE | 0 | FALSE | 0 | FALSE | 0 | FALSE | 0 | FALSE | 0 | FALSE | 0 | FALSE | 0 | FALSE | 0 | FALSE | 0 | FALSE | 0 | FALSE | 0 | FALSE | 0 | FALSE | 0 | FALSE | 0 | FALSE | 0 | FALSE | 0 | FALSE | 0 | FALSE | 0 | FALSE | 0 | TRUE | 450 | FALSE | 0 | FALSE | 0 | FALSE | 0 | FALSE | 0 | FALSE | 0 | FALSE | 0 | FALSE | 0 | FALSE | 0 | FALSE | 0 | FALSE | 0 | FALSE | 0 | FALSE | 0 | FALSE | 0 | FALSE | 0 | FALSE | 0 | FALSE | 0 | FALSE | 0 | FALSE | 0 | FALSE | 0 | FALSE | 0
50 |  | 0 | 287 | FALSE | 0 | FALSE | 0 | FALSE | 0 | FALSE | 0 | FALSE | 0 | FALSE | 0 | FALSE | 0 | FALSE | 0 | FALSE | 0 | FALSE | 0 | FALSE | 0 | FALSE | 0 | FALSE | 0 | FALSE | 0 | FALSE | 0 | FALSE | 0 | FALSE | 0 | FALSE | 0 | FALSE | 0 | FALSE | 0 | FALSE | 0 | FALSE | 0 | FALSE | 0 | FALSE | 0 | FALSE | 0 | FALSE | 0 | FALSE | 0 | FALSE | 0 | FALSE | 0 | FALSE | 0 | TRUE | 450 | FALSE | 0 | FALSE | 0 | FALSE | 0 | FALSE | 0 | FALSE | 0 | FALSE | 0 | FALSE | 0 | FALSE | 0 | FALSE | 0 | FALSE | 0 | FALSE | 0 | FALSE | 0 | FALSE | 0 | FALSE | 0 | FALSE | 0 | FALSE | 0 | FALSE | 0 | FALSE | 0 | FALSE | 0 | FALSE | 0
50 |  | 0 | 286 | FALSE | 0 | FALSE | 0 | FALSE | 0 | FALSE | 0 | FALSE | 0 | FALSE | 0 | FALSE | 0 | FALSE | 0 | FALSE | 0 | FALSE | 0 | FALSE | 0 | FALSE | 0 | FALSE | 0 | FALSE | 0 | FALSE | 0 | FALSE | 0 | FALSE | 0 | FALSE | 0 | FALSE | 0 | FALSE | 0 | FALSE | 0 | FALSE | 0 | FALSE | 0 | FALSE | 0 | FALSE | 0 | FALSE | 0 | FALSE | 0 | FALSE | 0 | FALSE | 0 | FALSE | 0 | TRUE | 450 | FALSE | 0 | FALSE | 0 | FALSE | 0 | FALSE | 0 | FALSE | 0 | FALSE | 0 | FALSE | 0 | FALSE | 0 | FALSE | 0 | FALSE | 0 | FALSE | 0 | FALSE | 0 | FALSE | 0 | FALSE | 0 | FALSE | 0 | FALSE | 0 | FALSE | 0 | FALSE | 0 | FALSE | 0 | FALSE | 0
50 |  | 0 | 285 | FALSE | 0 | FALSE | 0 | FALSE | 0 | FALSE | 0 | FALSE | 0 | FALSE | 0 | FALSE | 0 | FALSE | 0 | FALSE | 0 | FALSE | 0 | FALSE | 0 | FALSE | 0 | FALSE | 0 | FALSE | 0 | FALSE | 0 | FALSE | 0 | FALSE | 0 | FALSE | 0 | FALSE | 0 | FALSE | 0 | FALSE | 0 | FALSE | 0 | FALSE | 0 | FALSE | 0 | FALSE | 0 | FALSE | 0 | FALSE | 0 | FALSE | 0 | FALSE | 0 | FALSE | 0 | TRUE | 450 | FALSE | 0 | FALSE | 0 | FALSE | 0 | FALSE | 0 | FALSE | 0 | FALSE | 0 | FALSE | 0 | FALSE | 0 | FALSE | 0 | FALSE | 0 | FALSE | 0 | FALSE | 0 | FALSE | 0 | FALSE | 0 | FALSE | 0 | FALSE | 0 | FALSE | 0 | FALSE | 0 | FALSE | 0 | FALSE | 0
50 |  | 0 | 284 | FALSE | 0 | FALSE | 0 | FALSE | 0 | FALSE | 0 | FALSE | 0 | FALSE | 0 | FALSE | 0 | FALSE | 0 | FALSE | 0 | FALSE | 0 | FALSE | 0 | FALSE | 0 | FALSE | 0 | FALSE | 0 | FALSE | 0 | FALSE | 0 | FALSE | 0 | FALSE | 0 | FALSE | 0 | FALSE | 0 | FALSE | 0 | FALSE | 0 | FALSE | 0 | FALSE | 0 | FALSE | 0 | FALSE | 0 | FALSE | 0 | FALSE | 0 | FALSE | 0 | FALSE | 0 | TRUE | 450 | FALSE | 0 | FALSE | 0 | FALSE | 0 | FALSE | 0 | FALSE | 0 | FALSE | 0 | FALSE | 0 | FALSE | 0 | FALSE | 0 | FALSE | 0 | FALSE | 0 | FALSE | 0 | FALSE | 0 | FALSE | 0 | FALSE | 0 | FALSE | 0 | FALSE | 0 | FALSE | 0 | FALSE | 0 | FALSE | 0
50 |  | 0 | 283 | FALSE | 0 | FALSE | 0 | FALSE | 0 | FALSE | 0 | FALSE | 0 | FALSE | 0 | FALSE | 0 | FALSE | 0 | FALSE | 0 | FALSE | 0 | FALSE | 0 | FALSE | 0 | FALSE | 0 | FALSE | 0 | FALSE | 0 | FALSE | 0 | FALSE | 0 | FALSE | 0 | FALSE | 0 | FALSE | 0 | FALSE | 0 | FALSE | 0 | FALSE | 0 | FALSE | 0 | FALSE | 0 | FALSE | 0 | FALSE | 0 | FALSE | 0 | FALSE | 0 | FALSE | 0 | TRUE | 450 | FALSE | 0 | FALSE | 0 | FALSE | 0 | FALSE | 0 | FALSE | 0 | FALSE | 0 | FALSE | 0 | FALSE | 0 | FALSE | 0 | FALSE | 0 | FALSE | 0 | FALSE | 0 | FALSE | 0 | FALSE | 0 | FALSE | 0 | FALSE | 0 | FALSE | 0 | FALSE | 0 | FALSE | 0 | FALSE | 0
50 |  | 0 | 282 | FALSE | 0 | FALSE | 0 | FALSE | 0 | FALSE | 0 | FALSE | 0 | FALSE | 0 | FALSE | 0 | FALSE | 0 | FALSE | 0 | FALSE | 0 | FALSE | 0 | FALSE | 0 | FALSE | 0 | FALSE | 0 | FALSE | 0 | FALSE | 0 | FALSE | 0 | FALSE | 0 | FALSE | 0 | FALSE | 0 | FALSE | 0 | FALSE | 0 | FALSE | 0 | FALSE | 0 | FALSE | 0 | FALSE | 0 | FALSE | 0 | FALSE | 0 | FALSE | 0 | FALSE | 0 | TRUE | 450 | FALSE | 0 | FALSE | 0 | FALSE | 0 | FALSE | 0 | FALSE | 0 | FALSE | 0 | FALSE | 0 | FALSE | 0 | FALSE | 0 | FALSE | 0 | FALSE | 0 | FALSE | 0 | FALSE | 0 | FALSE | 0 | FALSE | 0 | FALSE | 0 | FALSE | 0 | FALSE | 0 | FALSE | 0 | FALSE | 0
50 |  | 0 | 281 | FALSE | 0 | FALSE | 0 | FALSE | 0 | FALSE | 0 | FALSE | 0 | FALSE | 0 | FALSE | 0 | FALSE | 0 | FALSE | 0 | FALSE | 0 | FALSE | 0 | FALSE | 0 | FALSE | 0 | FALSE | 0 | FALSE | 0 | FALSE | 0 | FALSE | 0 | FALSE | 0 | FALSE | 0 | FALSE | 0 | FALSE | 0 | FALSE | 0 | FALSE | 0 | FALSE | 0 | FALSE | 0 | FALSE | 0 | FALSE | 0 | FALSE | 0 | FALSE | 0 | FALSE | 0 | TRUE | 450 | FALSE | 0 | FALSE | 0 | FALSE | 0 | FALSE | 0 | FALSE | 0 | FALSE | 0 | FALSE | 0 | FALSE | 0 | FALSE | 0 | FALSE | 0 | FALSE | 0 | FALSE | 0 | FALSE | 0 | FALSE | 0 | FALSE | 0 | FALSE | 0 | FALSE | 0 | FALSE | 0 | FALSE | 0 | FALSE | 0
50 |  | 0 | 280 | FALSE | 0 | FALSE | 0 | FALSE | 0 | FALSE | 0 | FALSE | 0 | FALSE | 0 | FALSE | 0 | FALSE | 0 | FALSE | 0 | FALSE | 0 | FALSE | 0 | FALSE | 0 | FALSE | 0 | FALSE | 0 | FALSE | 0 | FALSE | 0 | FALSE | 0 | FALSE | 0 | FALSE | 0 | FALSE | 0 | FALSE | 0 | FALSE | 0 | FALSE | 0 | FALSE | 0 | FALSE | 0 | FALSE | 0 | FALSE | 0 | FALSE | 0 | FALSE | 0 | FALSE | 0 | TRUE | 450 | FALSE | 0 | FALSE | 0 | FALSE | 0 | FALSE | 0 | FALSE | 0 | FALSE | 0 | FALSE | 0 | FALSE | 0 | FALSE | 0 | FALSE | 0 | FALSE | 0 | FALSE | 0 | FALSE | 0 | FALSE | 0 | FALSE | 0 | FALSE | 0 | FALSE | 0 | FALSE | 0 | FALSE | 0 | FALSE | 0
50 |  | 0 | 279 | FALSE | 0 | FALSE | 0 | FALSE | 0 | FALSE | 0 | FALSE | 0 | FALSE | 0 | FALSE | 0 | FALSE | 0 | FALSE | 0 | FALSE | 0 | FALSE | 0 | FALSE | 0 | FALSE | 0 | FALSE | 0 | FALSE | 0 | FALSE | 0 | FALSE | 0 | FALSE | 0 | FALSE | 0 | FALSE | 0 | FALSE | 0 | FALSE | 0 | FALSE | 0 | FALSE | 0 | FALSE | 0 | FALSE | 0 | FALSE | 0 | FALSE | 0 | FALSE | 0 | FALSE | 0 | TRUE | 450 | FALSE | 0 | FALSE | 0 | FALSE | 0 | FALSE | 0 | FALSE | 0 | FALSE | 0 | FALSE | 0 | FALSE | 0 | FALSE | 0 | FALSE | 0 | FALSE | 0 | FALSE | 0 | FALSE | 0 | FALSE | 0 | FALSE | 0 | FALSE | 0 | FALSE | 0 | FALSE | 0 | FALSE | 0 | FALSE | 0
50 |  | 0 | 278 | FALSE | 0 | FALSE | 0 | FALSE | 0 | FALSE | 0 | FALSE | 0 | FALSE | 0 | FALSE | 0 | FALSE | 0 | FALSE | 0 | FALSE | 0 | FALSE | 0 | FALSE | 0 | FALSE | 0 | FALSE | 0 | FALSE | 0 | FALSE | 0 | FALSE | 0 | FALSE | 0 | FALSE | 0 | FALSE | 0 | FALSE | 0 | FALSE | 0 | FALSE | 0 | FALSE | 0 | FALSE | 0 | FALSE | 0 | FALSE | 0 | FALSE | 0 | FALSE | 0 | FALSE | 0 | TRUE | 450 | FALSE | 0 | FALSE | 0 | FALSE | 0 | FALSE | 0 | FALSE | 0 | FALSE | 0 | FALSE | 0 | FALSE | 0 | FALSE | 0 | FALSE | 0 | FALSE | 0 | FALSE | 0 | FALSE | 0 | FALSE | 0 | FALSE | 0 | FALSE | 0 | FALSE | 0 | FALSE | 0 | FALSE | 0 | FALSE | 0
50 |  | 0 | 277 | FALSE | 0 | FALSE | 0 | FALSE | 0 | FALSE | 0 | FALSE | 0 | FALSE | 0 | FALSE | 0 | FALSE | 0 | FALSE | 0 | FALSE | 0 | FALSE | 0 | FALSE | 0 | FALSE | 0 | FALSE | 0 | FALSE | 0 | FALSE | 0 | FALSE | 0 | FALSE | 0 | FALSE | 0 | FALSE | 0 | FALSE | 0 | FALSE | 0 | FALSE | 0 | FALSE | 0 | FALSE | 0 | FALSE | 0 | FALSE | 0 | FALSE | 0 | FALSE | 0 | FALSE | 0 | TRUE | 450 | FALSE | 0 | FALSE | 0 | FALSE | 0 | FALSE | 0 | FALSE | 0 | FALSE | 0 | FALSE | 0 | FALSE | 0 | FALSE | 0 | FALSE | 0 | FALSE | 0 | FALSE | 0 | FALSE | 0 | FALSE | 0 | FALSE | 0 | FALSE | 0 | FALSE | 0 | FALSE | 0 | FALSE | 0 | FALSE | 0
50 |  | 0 | 276 | FALSE | 0 | FALSE | 0 | FALSE | 0 | FALSE | 0 | FALSE | 0 | FALSE | 0 | FALSE | 0 | FALSE | 0 | FALSE | 0 | FALSE | 0 | FALSE | 0 | FALSE | 0 | FALSE | 0 | FALSE | 0 | FALSE | 0 | FALSE | 0 | FALSE | 0 | FALSE | 0 | FALSE | 0 | FALSE | 0 | FALSE | 0 | FALSE | 0 | FALSE | 0 | FALSE | 0 | FALSE | 0 | FALSE | 0 | FALSE | 0 | FALSE | 0 | FALSE | 0 | FALSE | 0 | TRUE | 450 | FALSE | 0 | FALSE | 0 | FALSE | 0 | FALSE | 0 | FALSE | 0 | FALSE | 0 | FALSE | 0 | FALSE | 0 | FALSE | 0 | FALSE | 0 | FALSE | 0 | FALSE | 0 | FALSE | 0 | FALSE | 0 | FALSE | 0 | FALSE | 0 | FALSE | 0 | FALSE | 0 | FALSE | 0 | FALSE | 0
50 |  | 0 | 275 | FALSE | 0 | FALSE | 0 | FALSE | 0 | FALSE | 0 | FALSE | 0 | FALSE | 0 | FALSE | 0 | FALSE | 0 | FALSE | 0 | FALSE | 0 | FALSE | 0 | FALSE | 0 | FALSE | 0 | FALSE | 0 | FALSE | 0 | FALSE | 0 | FALSE | 0 | FALSE | 0 | FALSE | 0 | FALSE | 0 | FALSE | 0 | FALSE | 0 | FALSE | 0 | FALSE | 0 | FALSE | 0 | FALSE | 0 | FALSE | 0 | FALSE | 0 | FALSE | 0 | FALSE | 0 | TRUE | 450 | FALSE | 0 | FALSE | 0 | FALSE | 0 | FALSE | 0 | FALSE | 0 | FALSE | 0 | FALSE | 0 | FALSE | 0 | FALSE | 0 | FALSE | 0 | FALSE | 0 | FALSE | 0 | FALSE | 0 | FALSE | 0 | FALSE | 0 | FALSE | 0 | FALSE | 0 | FALSE | 0 | FALSE | 0 | FALSE | 0
50 |  | 0 | 274 | FALSE | 0 | FALSE | 0 | FALSE | 0 | FALSE | 0 | FALSE | 0 | FALSE | 0 | FALSE | 0 | FALSE | 0 | FALSE | 0 | FALSE | 0 | FALSE | 0 | FALSE | 0 | FALSE | 0 | FALSE | 0 | FALSE | 0 | FALSE | 0 | FALSE | 0 | FALSE | 0 | FALSE | 0 | FALSE | 0 | FALSE | 0 | FALSE | 0 | FALSE | 0 | FALSE | 0 | FALSE | 0 | FALSE | 0 | FALSE | 0 | FALSE | 0 | FALSE | 0 | FALSE | 0 | TRUE | 450 | FALSE | 0 | FALSE | 0 | FALSE | 0 | FALSE | 0 | FALSE | 0 | FALSE | 0 | FALSE | 0 | FALSE | 0 | FALSE | 0 | FALSE | 0 | FALSE | 0 | FALSE | 0 | FALSE | 0 | FALSE | 0 | FALSE | 0 | FALSE | 0 | FALSE | 0 | FALSE | 0 | FALSE | 0 | FALSE | 0
50 |  | 0 | 273 | FALSE | 0 | FALSE | 0 | FALSE | 0 | FALSE | 0 | FALSE | 0 | FALSE | 0 | FALSE | 0 | FALSE | 0 | FALSE | 0 | FALSE | 0 | FALSE | 0 | FALSE | 0 | FALSE | 0 | FALSE | 0 | FALSE | 0 | FALSE | 0 | FALSE | 0 | FALSE | 0 | FALSE | 0 | FALSE | 0 | FALSE | 0 | FALSE | 0 | FALSE | 0 | FALSE | 0 | FALSE | 0 | FALSE | 0 | FALSE | 0 | FALSE | 0 | FALSE | 0 | FALSE | 0 | TRUE | 450 | FALSE | 0 | FALSE | 0 | FALSE | 0 | FALSE | 0 | FALSE | 0 | FALSE | 0 | FALSE | 0 | FALSE | 0 | FALSE | 0 | FALSE | 0 | FALSE | 0 | FALSE | 0 | FALSE | 0 | FALSE | 0 | FALSE | 0 | FALSE | 0 | FALSE | 0 | FALSE | 0 | FALSE | 0 | FALSE | 0
50 |  | 0 | 272 | FALSE | 0 | FALSE | 0 | FALSE | 0 | FALSE | 0 | FALSE | 0 | FALSE | 0 | FALSE | 0 | FALSE | 0 | FALSE | 0 | FALSE | 0 | FALSE | 0 | FALSE | 0 | FALSE | 0 | FALSE | 0 | FALSE | 0 | FALSE | 0 | FALSE | 0 | FALSE | 0 | FALSE | 0 | FALSE | 0 | FALSE | 0 | FALSE | 0 | FALSE | 0 | FALSE | 0 | FALSE | 0 | FALSE | 0 | FALSE | 0 | FALSE | 0 | FALSE | 0 | FALSE | 0 | TRUE | 450 | FALSE | 0 | FALSE | 0 | FALSE | 0 | FALSE | 0 | FALSE | 0 | FALSE | 0 | FALSE | 0 | FALSE | 0 | FALSE | 0 | FALSE | 0 | FALSE | 0 | FALSE | 0 | FALSE | 0 | FALSE | 0 | FALSE | 0 | FALSE | 0 | FALSE | 0 | FALSE | 0 | FALSE | 0 | FALSE | 0
50 |  | 0 | 271 | FALSE | 0 | FALSE | 0 | FALSE | 0 | FALSE | 0 | FALSE | 0 | FALSE | 0 | FALSE | 0 | FALSE | 0 | FALSE | 0 | FALSE | 0 | FALSE | 0 | FALSE | 0 | FALSE | 0 | FALSE | 0 | FALSE | 0 | FALSE | 0 | FALSE | 0 | FALSE | 0 | FALSE | 0 | FALSE | 0 | FALSE | 0 | FALSE | 0 | FALSE | 0 | FALSE | 0 | FALSE | 0 | FALSE | 0 | FALSE | 0 | FALSE | 0 | FALSE | 0 | FALSE | 0 | TRUE | 450 | FALSE | 0 | FALSE | 0 | FALSE | 0 | FALSE | 0 | FALSE | 0 | FALSE | 0 | FALSE | 0 | FALSE | 0 | FALSE | 0 | FALSE | 0 | FALSE | 0 | FALSE | 0 | FALSE | 0 | FALSE | 0 | FALSE | 0 | FALSE | 0 | FALSE | 0 | FALSE | 0 | FALSE | 0 | FALSE | 0
50 |  | 0 | 270 | FALSE | 0 | FALSE | 0 | FALSE | 0 | FALSE | 0 | FALSE | 0 | FALSE | 0 | FALSE | 0 | FALSE | 0 | FALSE | 0 | FALSE | 0 | FALSE | 0 | FALSE | 0 | FALSE | 0 | FALSE | 0 | FALSE | 0 | FALSE | 0 | FALSE | 0 | FALSE | 0 | FALSE | 0 | FALSE | 0 | FALSE | 0 | FALSE | 0 | FALSE | 0 | FALSE | 0 | FALSE | 0 | FALSE | 0 | FALSE | 0 | FALSE | 0 | FALSE | 0 | FALSE | 0 | TRUE | 450 | FALSE | 0 | FALSE | 0 | FALSE | 0 | FALSE | 0 | FALSE | 0 | FALSE | 0 | FALSE | 0 | FALSE | 0 | FALSE | 0 | FALSE | 0 | FALSE | 0 | FALSE | 0 | FALSE | 0 | FALSE | 0 | FALSE | 0 | FALSE | 0 | FALSE | 0 | FALSE | 0 | FALSE | 0 | FALSE | 0
50 |  | 0 | 269 | FALSE | 0 | FALSE | 0 | FALSE | 0 | FALSE | 0 | FALSE | 0 | FALSE | 0 | FALSE | 0 | FALSE | 0 | FALSE | 0 | FALSE | 0 | FALSE | 0 | FALSE | 0 | FALSE | 0 | FALSE | 0 | FALSE | 0 | FALSE | 0 | FALSE | 0 | FALSE | 0 | FALSE | 0 | FALSE | 0 | FALSE | 0 | FALSE | 0 | FALSE | 0 | FALSE | 0 | FALSE | 0 | FALSE | 0 | FALSE | 0 | FALSE | 0 | FALSE | 0 | FALSE | 0 | TRUE | 450 | FALSE | 0 | FALSE | 0 | FALSE | 0 | FALSE | 0 | FALSE | 0 | FALSE | 0 | FALSE | 0 | FALSE | 0 | FALSE | 0 | FALSE | 0 | FALSE | 0 | FALSE | 0 | FALSE | 0 | FALSE | 0 | FALSE | 0 | FALSE | 0 | FALSE | 0 | FALSE | 0 | FALSE | 0 | FALSE | 0
50 |  | 0 | 268 | FALSE | 0 | FALSE | 0 | FALSE | 0 | FALSE | 0 | FALSE | 0 | FALSE | 0 | FALSE | 0 | FALSE | 0 | FALSE | 0 | FALSE | 0 | FALSE | 0 | FALSE | 0 | FALSE | 0 | FALSE | 0 | FALSE | 0 | FALSE | 0 | FALSE | 0 | FALSE | 0 | FALSE | 0 | FALSE | 0 | FALSE | 0 | FALSE | 0 | FALSE | 0 | FALSE | 0 | FALSE | 0 | FALSE | 0 | FALSE | 0 | FALSE | 0 | FALSE | 0 | FALSE | 0 | TRUE | 450 | FALSE | 0 | FALSE | 0 | FALSE | 0 | FALSE | 0 | FALSE | 0 | FALSE | 0 | FALSE | 0 | FALSE | 0 | FALSE | 0 | FALSE | 0 | FALSE | 0 | FALSE | 0 | FALSE | 0 | FALSE | 0 | FALSE | 0 | FALSE | 0 | FALSE | 0 | FALSE | 0 | FALSE | 0 | FALSE | 0
50 |  | 0 | 267 | FALSE | 0 | FALSE | 0 | FALSE | 0 | FALSE | 0 | FALSE | 0 | FALSE | 0 | FALSE | 0 | FALSE | 0 | FALSE | 0 | FALSE | 0 | FALSE | 0 | FALSE | 0 | FALSE | 0 | FALSE | 0 | FALSE | 0 | FALSE | 0 | FALSE | 0 | FALSE | 0 | FALSE | 0 | FALSE | 0 | FALSE | 0 | FALSE | 0 | FALSE | 0 | FALSE | 0 | FALSE | 0 | FALSE | 0 | FALSE | 0 | FALSE | 0 | FALSE | 0 | FALSE | 0 | TRUE | 450 | FALSE | 0 | FALSE | 0 | FALSE | 0 | FALSE | 0 | FALSE | 0 | FALSE | 0 | FALSE | 0 | FALSE | 0 | FALSE | 0 | FALSE | 0 | FALSE | 0 | FALSE | 0 | FALSE | 0 | FALSE | 0 | FALSE | 0 | FALSE | 0 | FALSE | 0 | FALSE | 0 | FALSE | 0 | FALSE | 0
50 |  | 0 | 266 | FALSE | 0 | FALSE | 0 | FALSE | 0 | FALSE | 0 | FALSE | 0 | FALSE | 0 | FALSE | 0 | FALSE | 0 | FALSE | 0 | FALSE | 0 | FALSE | 0 | FALSE | 0 | FALSE | 0 | FALSE | 0 | FALSE | 0 | FALSE | 0 | FALSE | 0 | FALSE | 0 | FALSE | 0 | FALSE | 0 | FALSE | 0 | FALSE | 0 | FALSE | 0 | FALSE | 0 | FALSE | 0 | FALSE | 0 | FALSE | 0 | FALSE | 0 | FALSE | 0 | FALSE | 0 | TRUE | 450 | FALSE | 0 | FALSE | 0 | FALSE | 0 | FALSE | 0 | FALSE | 0 | FALSE | 0 | FALSE | 0 | FALSE | 0 | FALSE | 0 | FALSE | 0 | FALSE | 0 | FALSE | 0 | FALSE | 0 | FALSE | 0 | FALSE | 0 | FALSE | 0 | FALSE | 0 | FALSE | 0 | FALSE | 0 | FALSE | 0
50 |  | 0 | 265 | FALSE | 0 | FALSE | 0 | FALSE | 0 | FALSE | 0 | FALSE | 0 | FALSE | 0 | FALSE | 0 | FALSE | 0 | FALSE | 0 | FALSE | 0 | FALSE | 0 | FALSE | 0 | FALSE | 0 | FALSE | 0 | FALSE | 0 | FALSE | 0 | FALSE | 0 | FALSE | 0 | FALSE | 0 | FALSE | 0 | FALSE | 0 | FALSE | 0 | FALSE | 0 | FALSE | 0 | FALSE | 0 | FALSE | 0 | FALSE | 0 | FALSE | 0 | FALSE | 0 | FALSE | 0 | TRUE | 450 | FALSE | 0 | FALSE | 0 | FALSE | 0 | FALSE | 0 | FALSE | 0 | FALSE | 0 | FALSE | 0 | FALSE | 0 | FALSE | 0 | FALSE | 0 | FALSE | 0 | FALSE | 0 | FALSE | 0 | FALSE | 0 | FALSE | 0 | FALSE | 0 | FALSE | 0 | FALSE | 0 | FALSE | 0 | FALSE | 0
50 |  | 0 | 264 | FALSE | 0 | FALSE | 0 | FALSE | 0 | FALSE | 0 | FALSE | 0 | FALSE | 0 | FALSE | 0 | FALSE | 0 | FALSE | 0 | FALSE | 0 | FALSE | 0 | FALSE | 0 | FALSE | 0 | FALSE | 0 | FALSE | 0 | FALSE | 0 | FALSE | 0 | FALSE | 0 | FALSE | 0 | FALSE | 0 | FALSE | 0 | FALSE | 0 | FALSE | 0 | FALSE | 0 | FALSE | 0 | FALSE | 0 | FALSE | 0 | FALSE | 0 | FALSE | 0 | FALSE | 0 | TRUE | 450 | FALSE | 0 | FALSE | 0 | FALSE | 0 | FALSE | 0 | FALSE | 0 | FALSE | 0 | FALSE | 0 | FALSE | 0 | FALSE | 0 | FALSE | 0 | FALSE | 0 | FALSE | 0 | FALSE | 0 | FALSE | 0 | FALSE | 0 | FALSE | 0 | FALSE | 0 | FALSE | 0 | FALSE | 0 | FALSE | 0
50 |  | 0 | 263 | FALSE | 0 | FALSE | 0 | FALSE | 0 | FALSE | 0 | FALSE | 0 | FALSE | 0 | FALSE | 0 | FALSE | 0 | FALSE | 0 | FALSE | 0 | FALSE | 0 | FALSE | 0 | FALSE | 0 | FALSE | 0 | FALSE | 0 | FALSE | 0 | FALSE | 0 | FALSE | 0 | FALSE | 0 | FALSE | 0 | FALSE | 0 | FALSE | 0 | FALSE | 0 | FALSE | 0 | FALSE | 0 | FALSE | 0 | FALSE | 0 | FALSE | 0 | FALSE | 0 | FALSE | 0 | TRUE | 450 | FALSE | 0 | FALSE | 0 | FALSE | 0 | FALSE | 0 | FALSE | 0 | FALSE | 0 | FALSE | 0 | FALSE | 0 | FALSE | 0 | FALSE | 0 | FALSE | 0 | FALSE | 0 | FALSE | 0 | FALSE | 0 | FALSE | 0 | FALSE | 0 | FALSE | 0 | FALSE | 0 | FALSE | 0 | FALSE | 0
50 |  | 0 | 262 | FALSE | 0 | FALSE | 0 | FALSE | 0 | FALSE | 0 | FALSE | 0 | FALSE | 0 | FALSE | 0 | FALSE | 0 | FALSE | 0 | FALSE | 0 | FALSE | 0 | FALSE | 0 | FALSE | 0 | FALSE | 0 | FALSE | 0 | FALSE | 0 | FALSE | 0 | FALSE | 0 | FALSE | 0 | FALSE | 0 | FALSE | 0 | FALSE | 0 | FALSE | 0 | FALSE | 0 | FALSE | 0 | FALSE | 0 | FALSE | 0 | FALSE | 0 | FALSE | 0 | FALSE | 0 | TRUE | 350 | FALSE | 0 | FALSE | 0 | FALSE | 0 | FALSE | 0 | FALSE | 0 | FALSE | 0 | FALSE | 0 | FALSE | 0 | FALSE | 0 | FALSE | 0 | FALSE | 0 | FALSE | 0 | FALSE | 0 | FALSE | 0 | FALSE | 0 | FALSE | 0 | FALSE | 0 | FALSE | 0 | FALSE | 0 | FALSE | 0
50 |  | 0 | 261 | FALSE | 0 | FALSE | 0 | FALSE | 0 | FALSE | 0 | FALSE | 0 | FALSE | 0 | FALSE | 0 | FALSE | 0 | FALSE | 0 | FALSE | 0 | FALSE | 0 | FALSE | 0 | FALSE | 0 | FALSE | 0 | FALSE | 0 | FALSE | 0 | FALSE | 0 | FALSE | 0 | FALSE | 0 | FALSE | 0 | FALSE | 0 | FALSE | 0 | FALSE | 0 | FALSE | 0 | FALSE | 0 | FALSE | 0 | FALSE | 0 | FALSE | 0 | FALSE | 0 | FALSE | 0 | TRUE | 350 | FALSE | 0 | FALSE | 0 | FALSE | 0 | FALSE | 0 | FALSE | 0 | FALSE | 0 | FALSE | 0 | FALSE | 0 | FALSE | 0 | FALSE | 0 | FALSE | 0 | FALSE | 0 | FALSE | 0 | FALSE | 0 | FALSE | 0 | FALSE | 0 | FALSE | 0 | FALSE | 0 | FALSE | 0 | FALSE | 0
50 |  | 0 | 260 | FALSE | 0 | FALSE | 0 | FALSE | 0 | FALSE | 0 | FALSE | 0 | FALSE | 0 | FALSE | 0 | FALSE | 0 | FALSE | 0 | FALSE | 0 | FALSE | 0 | FALSE | 0 | FALSE | 0 | FALSE | 0 | FALSE | 0 | FALSE | 0 | FALSE | 0 | FALSE | 0 | FALSE | 0 | FALSE | 0 | FALSE | 0 | FALSE | 0 | FALSE | 0 | FALSE | 0 | FALSE | 0 | FALSE | 0 | FALSE | 0 | FALSE | 0 | FALSE | 0 | FALSE | 0 | TRUE | 350 | FALSE | 0 | FALSE | 0 | FALSE | 0 | FALSE | 0 | FALSE | 0 | FALSE | 0 | FALSE | 0 | FALSE | 0 | FALSE | 0 | FALSE | 0 | FALSE | 0 | FALSE | 0 | FALSE | 0 | FALSE | 0 | FALSE | 0 | FALSE | 0 | FALSE | 0 | FALSE | 0 | FALSE | 0 | FALSE | 0
50 |  | 0 | 259 | FALSE | 0 | FALSE | 0 | FALSE | 0 | FALSE | 0 | FALSE | 0 | FALSE | 0 | FALSE | 0 | FALSE | 0 | FALSE | 0 | FALSE | 0 | FALSE | 0 | FALSE | 0 | FALSE | 0 | FALSE | 0 | FALSE | 0 | FALSE | 0 | FALSE | 0 | FALSE | 0 | FALSE | 0 | FALSE | 0 | FALSE | 0 | FALSE | 0 | FALSE | 0 | FALSE | 0 | FALSE | 0 | FALSE | 0 | FALSE | 0 | FALSE | 0 | FALSE | 0 | FALSE | 0 | TRUE | 350 | FALSE | 0 | FALSE | 0 | FALSE | 0 | FALSE | 0 | FALSE | 0 | FALSE | 0 | FALSE | 0 | FALSE | 0 | FALSE | 0 | FALSE | 0 | FALSE | 0 | FALSE | 0 | FALSE | 0 | FALSE | 0 | FALSE | 0 | FALSE | 0 | FALSE | 0 | FALSE | 0 | FALSE | 0 | FALSE | 0
50 |  | 0 | 258 | FALSE | 0 | FALSE | 0 | FALSE | 0 | FALSE | 0 | FALSE | 0 | FALSE | 0 | FALSE | 0 | FALSE | 0 | FALSE | 0 | FALSE | 0 | FALSE | 0 | FALSE | 0 | FALSE | 0 | FALSE | 0 | FALSE | 0 | FALSE | 0 | FALSE | 0 | FALSE | 0 | FALSE | 0 | FALSE | 0 | FALSE | 0 | FALSE | 0 | FALSE | 0 | FALSE | 0 | FALSE | 0 | FALSE | 0 | FALSE | 0 | FALSE | 0 | FALSE | 0 | FALSE | 0 | TRUE | 350 | FALSE | 0 | FALSE | 0 | FALSE | 0 | FALSE | 0 | FALSE | 0 | FALSE | 0 | FALSE | 0 | FALSE | 0 | FALSE | 0 | FALSE | 0 | FALSE | 0 | FALSE | 0 | FALSE | 0 | FALSE | 0 | FALSE | 0 | FALSE | 0 | FALSE | 0 | FALSE | 0 | FALSE | 0 | FALSE | 0
50 |  | 0 | 257 | FALSE | 0 | FALSE | 0 | FALSE | 0 | FALSE | 0 | FALSE | 0 | FALSE | 0 | FALSE | 0 | FALSE | 0 | FALSE | 0 | FALSE | 0 | FALSE | 0 | FALSE | 0 | FALSE | 0 | FALSE | 0 | FALSE | 0 | FALSE | 0 | FALSE | 0 | FALSE | 0 | FALSE | 0 | FALSE | 0 | FALSE | 0 | FALSE | 0 | FALSE | 0 | FALSE | 0 | FALSE | 0 | FALSE | 0 | FALSE | 0 | FALSE | 0 | FALSE | 0 | FALSE | 0 | TRUE | 350 | FALSE | 0 | FALSE | 0 | FALSE | 0 | FALSE | 0 | FALSE | 0 | FALSE | 0 | FALSE | 0 | FALSE | 0 | FALSE | 0 | FALSE | 0 | FALSE | 0 | FALSE | 0 | FALSE | 0 | FALSE | 0 | FALSE | 0 | FALSE | 0 | FALSE | 0 | FALSE | 0 | FALSE | 0 | FALSE | 0
50 |  | 0 | 256 | FALSE | 0 | FALSE | 0 | FALSE | 0 | FALSE | 0 | FALSE | 0 | FALSE | 0 | FALSE | 0 | FALSE | 0 | FALSE | 0 | FALSE | 0 | FALSE | 0 | FALSE | 0 | FALSE | 0 | FALSE | 0 | FALSE | 0 | FALSE | 0 | FALSE | 0 | FALSE | 0 | FALSE | 0 | FALSE | 0 | FALSE | 0 | FALSE | 0 | FALSE | 0 | FALSE | 0 | FALSE | 0 | FALSE | 0 | FALSE | 0 | FALSE | 0 | FALSE | 0 | FALSE | 0 | TRUE | 350 | FALSE | 0 | FALSE | 0 | FALSE | 0 | FALSE | 0 | FALSE | 0 | FALSE | 0 | FALSE | 0 | FALSE | 0 | FALSE | 0 | FALSE | 0 | FALSE | 0 | FALSE | 0 | FALSE | 0 | FALSE | 0 | FALSE | 0 | FALSE | 0 | FALSE | 0 | FALSE | 0 | FALSE | 0 | FALSE | 0
50 |  | 0 | 255 | FALSE | 0 | FALSE | 0 | FALSE | 0 | FALSE | 0 | FALSE | 0 | FALSE | 0 | FALSE | 0 | FALSE | 0 | FALSE | 0 | FALSE | 0 | FALSE | 0 | FALSE | 0 | FALSE | 0 | FALSE | 0 | FALSE | 0 | FALSE | 0 | FALSE | 0 | FALSE | 0 | FALSE | 0 | FALSE | 0 | FALSE | 0 | FALSE | 0 | FALSE | 0 | FALSE | 0 | FALSE | 0 | FALSE | 0 | FALSE | 0 | FALSE | 0 | FALSE | 0 | FALSE | 0 | TRUE | 350 | FALSE | 0 | FALSE | 0 | FALSE | 0 | FALSE | 0 | FALSE | 0 | FALSE | 0 | FALSE | 0 | FALSE | 0 | FALSE | 0 | FALSE | 0 | FALSE | 0 | FALSE | 0 | FALSE | 0 | FALSE | 0 | FALSE | 0 | FALSE | 0 | FALSE | 0 | FALSE | 0 | FALSE | 0 | FALSE | 0
50 |  | 0 | 254 | FALSE | 0 | FALSE | 0 | FALSE | 0 | FALSE | 0 | FALSE | 0 | FALSE | 0 | FALSE | 0 | FALSE | 0 | FALSE | 0 | FALSE | 0 | FALSE | 0 | FALSE | 0 | FALSE | 0 | FALSE | 0 | FALSE | 0 | FALSE | 0 | FALSE | 0 | FALSE | 0 | FALSE | 0 | FALSE | 0 | FALSE | 0 | FALSE | 0 | FALSE | 0 | FALSE | 0 | FALSE | 0 | FALSE | 0 | FALSE | 0 | FALSE | 0 | FALSE | 0 | FALSE | 0 | TRUE | 350 | FALSE | 0 | FALSE | 0 | FALSE | 0 | FALSE | 0 | FALSE | 0 | FALSE | 0 | FALSE | 0 | FALSE | 0 | FALSE | 0 | FALSE | 0 | FALSE | 0 | FALSE | 0 | FALSE | 0 | FALSE | 0 | FALSE | 0 | FALSE | 0 | FALSE | 0 | FALSE | 0 | FALSE | 0 | FALSE | 0
50 |  | 0 | 253 | FALSE | 0 | FALSE | 0 | FALSE | 0 | FALSE | 0 | FALSE | 0 | FALSE | 0 | FALSE | 0 | FALSE | 0 | FALSE | 0 | FALSE | 0 | FALSE | 0 | FALSE | 0 | FALSE | 0 | FALSE | 0 | FALSE | 0 | FALSE | 0 | FALSE | 0 | FALSE | 0 | FALSE | 0 | FALSE | 0 | FALSE | 0 | FALSE | 0 | FALSE | 0 | FALSE | 0 | FALSE | 0 | FALSE | 0 | FALSE | 0 | FALSE | 0 | FALSE | 0 | FALSE | 0 | TRUE | 350 | FALSE | 0 | FALSE | 0 | FALSE | 0 | FALSE | 0 | FALSE | 0 | FALSE | 0 | FALSE | 0 | FALSE | 0 | FALSE | 0 | FALSE | 0 | FALSE | 0 | FALSE | 0 | FALSE | 0 | FALSE | 0 | FALSE | 0 | FALSE | 0 | FALSE | 0 | FALSE | 0 | FALSE | 0 | FALSE | 0
50 |  | 0 | 252 | FALSE | 0 | FALSE | 0 | FALSE | 0 | FALSE | 0 | FALSE | 0 | FALSE | 0 | FALSE | 0 | FALSE | 0 | FALSE | 0 | FALSE | 0 | FALSE | 0 | FALSE | 0 | FALSE | 0 | FALSE | 0 | FALSE | 0 | FALSE | 0 | FALSE | 0 | FALSE | 0 | FALSE | 0 | FALSE | 0 | FALSE | 0 | FALSE | 0 | FALSE | 0 | FALSE | 0 | FALSE | 0 | FALSE | 0 | FALSE | 0 | FALSE | 0 | FALSE | 0 | FALSE | 0 | TRUE | 350 | FALSE | 0 | FALSE | 0 | FALSE | 0 | FALSE | 0 | FALSE | 0 | FALSE | 0 | FALSE | 0 | FALSE | 0 | FALSE | 0 | FALSE | 0 | FALSE | 0 | FALSE | 0 | FALSE | 0 | FALSE | 0 | FALSE | 0 | FALSE | 0 | FALSE | 0 | FALSE | 0 | FALSE | 0 | FALSE | 0
50 |  | 0 | 251 | FALSE | 0 | FALSE | 0 | FALSE | 0 | FALSE | 0 | FALSE | 0 | FALSE | 0 | FALSE | 0 | FALSE | 0 | FALSE | 0 | FALSE | 0 | FALSE | 0 | FALSE | 0 | FALSE | 0 | FALSE | 0 | FALSE | 0 | FALSE | 0 | FALSE | 0 | FALSE | 0 | FALSE | 0 | FALSE | 0 | FALSE | 0 | FALSE | 0 | FALSE | 0 | FALSE | 0 | FALSE | 0 | FALSE | 0 | FALSE | 0 | FALSE | 0 | FALSE | 0 | FALSE | 0 | TRUE | 350 | FALSE | 0 | FALSE | 0 | FALSE | 0 | FALSE | 0 | FALSE | 0 | FALSE | 0 | FALSE | 0 | FALSE | 0 | FALSE | 0 | FALSE | 0 | FALSE | 0 | FALSE | 0 | FALSE | 0 | FALSE | 0 | FALSE | 0 | FALSE | 0 | FALSE | 0 | FALSE | 0 | FALSE | 0 | FALSE | 0
50 |  | 0 | 250 | FALSE | 0 | FALSE | 0 | FALSE | 0 | FALSE | 0 | FALSE | 0 | FALSE | 0 | FALSE | 0 | FALSE | 0 | FALSE | 0 | FALSE | 0 | FALSE | 0 | FALSE | 0 | FALSE | 0 | FALSE | 0 | FALSE | 0 | FALSE | 0 | FALSE | 0 | FALSE | 0 | FALSE | 0 | FALSE | 0 | FALSE | 0 | FALSE | 0 | FALSE | 0 | FALSE | 0 | FALSE | 0 | FALSE | 0 | FALSE | 0 | FALSE | 0 | FALSE | 0 | FALSE | 0 | TRUE | 350 | FALSE | 0 | FALSE | 0 | FALSE | 0 | FALSE | 0 | FALSE | 0 | FALSE | 0 | FALSE | 0 | FALSE | 0 | FALSE | 0 | FALSE | 0 | FALSE | 0 | FALSE | 0 | FALSE | 0 | FALSE | 0 | FALSE | 0 | FALSE | 0 | FALSE | 0 | FALSE | 0 | FALSE | 0 | FALSE | 0
50 |  | 0 | 249 | FALSE | 0 | FALSE | 0 | FALSE | 0 | FALSE | 0 | FALSE | 0 | FALSE | 0 | FALSE | 0 | FALSE | 0 | FALSE | 0 | FALSE | 0 | FALSE | 0 | FALSE | 0 | FALSE | 0 | FALSE | 0 | FALSE | 0 | FALSE | 0 | FALSE | 0 | FALSE | 0 | FALSE | 0 | FALSE | 0 | FALSE | 0 | FALSE | 0 | FALSE | 0 | FALSE | 0 | FALSE | 0 | FALSE | 0 | FALSE | 0 | FALSE | 0 | FALSE | 0 | FALSE | 0 | TRUE | 350 | FALSE | 0 | FALSE | 0 | FALSE | 0 | FALSE | 0 | FALSE | 0 | FALSE | 0 | FALSE | 0 | FALSE | 0 | FALSE | 0 | FALSE | 0 | FALSE | 0 | FALSE | 0 | FALSE | 0 | FALSE | 0 | FALSE | 0 | FALSE | 0 | FALSE | 0 | FALSE | 0 | FALSE | 0 | FALSE | 0
50 |  | 0 | 248 | FALSE | 0 | FALSE | 0 | FALSE | 0 | FALSE | 0 | FALSE | 0 | FALSE | 0 | FALSE | 0 | FALSE | 0 | FALSE | 0 | FALSE | 0 | FALSE | 0 | FALSE | 0 | FALSE | 0 | FALSE | 0 | FALSE | 0 | FALSE | 0 | FALSE | 0 | FALSE | 0 | FALSE | 0 | FALSE | 0 | FALSE | 0 | FALSE | 0 | FALSE | 0 | FALSE | 0 | FALSE | 0 | FALSE | 0 | FALSE | 0 | FALSE | 0 | FALSE | 0 | FALSE | 0 | TRUE | 350 | FALSE | 0 | FALSE | 0 | FALSE | 0 | FALSE | 0 | FALSE | 0 | FALSE | 0 | FALSE | 0 | FALSE | 0 | FALSE | 0 | FALSE | 0 | FALSE | 0 | FALSE | 0 | FALSE | 0 | FALSE | 0 | FALSE | 0 | FALSE | 0 | FALSE | 0 | FALSE | 0 | FALSE | 0 | FALSE | 0
50 |  | 0 | 247 | FALSE | 0 | FALSE | 0 | FALSE | 0 | FALSE | 0 | FALSE | 0 | FALSE | 0 | FALSE | 0 | FALSE | 0 | FALSE | 0 | FALSE | 0 | FALSE | 0 | FALSE | 0 | FALSE | 0 | FALSE | 0 | FALSE | 0 | FALSE | 0 | FALSE | 0 | FALSE | 0 | FALSE | 0 | FALSE | 0 | FALSE | 0 | FALSE | 0 | FALSE | 0 | FALSE | 0 | FALSE | 0 | FALSE | 0 | FALSE | 0 | FALSE | 0 | FALSE | 0 | FALSE | 0 | TRUE | 350 | FALSE | 0 | FALSE | 0 | FALSE | 0 | FALSE | 0 | FALSE | 0 | FALSE | 0 | FALSE | 0 | FALSE | 0 | FALSE | 0 | FALSE | 0 | FALSE | 0 | FALSE | 0 | FALSE | 0 | FALSE | 0 | FALSE | 0 | FALSE | 0 | FALSE | 0 | FALSE | 0 | FALSE | 0 | FALSE | 0
50 |  | 0 | 246 | FALSE | 0 | FALSE | 0 | FALSE | 0 | FALSE | 0 | FALSE | 0 | FALSE | 0 | FALSE | 0 | FALSE | 0 | FALSE | 0 | FALSE | 0 | FALSE | 0 | FALSE | 0 | FALSE | 0 | FALSE | 0 | FALSE | 0 | FALSE | 0 | FALSE | 0 | FALSE | 0 | FALSE | 0 | FALSE | 0 | FALSE | 0 | FALSE | 0 | FALSE | 0 | FALSE | 0 | FALSE | 0 | FALSE | 0 | FALSE | 0 | FALSE | 0 | FALSE | 0 | FALSE | 0 | TRUE | 350 | FALSE | 0 | FALSE | 0 | FALSE | 0 | FALSE | 0 | FALSE | 0 | FALSE | 0 | FALSE | 0 | FALSE | 0 | FALSE | 0 | FALSE | 0 | FALSE | 0 | FALSE | 0 | FALSE | 0 | FALSE | 0 | FALSE | 0 | FALSE | 0 | FALSE | 0 | FALSE | 0 | FALSE | 0 | FALSE | 0
50 |  | 0 | 245 | FALSE | 0 | FALSE | 0 | FALSE | 0 | FALSE | 0 | FALSE | 0 | FALSE | 0 | FALSE | 0 | FALSE | 0 | FALSE | 0 | FALSE | 0 | FALSE | 0 | FALSE | 0 | FALSE | 0 | FALSE | 0 | FALSE | 0 | FALSE | 0 | FALSE | 0 | FALSE | 0 | FALSE | 0 | FALSE | 0 | FALSE | 0 | FALSE | 0 | FALSE | 0 | FALSE | 0 | FALSE | 0 | FALSE | 0 | FALSE | 0 | FALSE | 0 | FALSE | 0 | FALSE | 0 | TRUE | 350 | FALSE | 0 | FALSE | 0 | FALSE | 0 | FALSE | 0 | FALSE | 0 | FALSE | 0 | FALSE | 0 | FALSE | 0 | FALSE | 0 | FALSE | 0 | FALSE | 0 | FALSE | 0 | FALSE | 0 | FALSE | 0 | FALSE | 0 | FALSE | 0 | FALSE | 0 | FALSE | 0 | FALSE | 0 | FALSE | 0
50 |  | 0 | 244 | FALSE | 0 | FALSE | 0 | FALSE | 0 | FALSE | 0 | FALSE | 0 | FALSE | 0 | FALSE | 0 | FALSE | 0 | FALSE | 0 | FALSE | 0 | FALSE | 0 | FALSE | 0 | FALSE | 0 | FALSE | 0 | FALSE | 0 | FALSE | 0 | FALSE | 0 | FALSE | 0 | FALSE | 0 | FALSE | 0 | FALSE | 0 | FALSE | 0 | FALSE | 0 | FALSE | 0 | FALSE | 0 | FALSE | 0 | FALSE | 0 | FALSE | 0 | FALSE | 0 | FALSE | 0 | TRUE | 350 | FALSE | 0 | FALSE | 0 | FALSE | 0 | FALSE | 0 | FALSE | 0 | FALSE | 0 | FALSE | 0 | FALSE | 0 | FALSE | 0 | FALSE | 0 | FALSE | 0 | FALSE | 0 | FALSE | 0 | FALSE | 0 | FALSE | 0 | FALSE | 0 | FALSE | 0 | FALSE | 0 | FALSE | 0 | FALSE | 0
50 |  | 0 | 243 | FALSE | 0 | FALSE | 0 | FALSE | 0 | FALSE | 0 | FALSE | 0 | FALSE | 0 | FALSE | 0 | FALSE | 0 | FALSE | 0 | FALSE | 0 | FALSE | 0 | FALSE | 0 | FALSE | 0 | FALSE | 0 | FALSE | 0 | FALSE | 0 | FALSE | 0 | FALSE | 0 | FALSE | 0 | FALSE | 0 | FALSE | 0 | FALSE | 0 | FALSE | 0 | FALSE | 0 | FALSE | 0 | FALSE | 0 | FALSE | 0 | FALSE | 0 | FALSE | 0 | FALSE | 0 | TRUE | 350 | FALSE | 0 | FALSE | 0 | FALSE | 0 | FALSE | 0 | FALSE | 0 | FALSE | 0 | FALSE | 0 | FALSE | 0 | FALSE | 0 | FALSE | 0 | FALSE | 0 | FALSE | 0 | FALSE | 0 | FALSE | 0 | FALSE | 0 | FALSE | 0 | FALSE | 0 | FALSE | 0 | FALSE | 0 | FALSE | 0
50 |  | 0 | 242 | FALSE | 0 | FALSE | 0 | FALSE | 0 | FALSE | 0 | FALSE | 0 | FALSE | 0 | FALSE | 0 | FALSE | 0 | FALSE | 0 | FALSE | 0 | FALSE | 0 | FALSE | 0 | FALSE | 0 | FALSE | 0 | FALSE | 0 | FALSE | 0 | FALSE | 0 | FALSE | 0 | FALSE | 0 | FALSE | 0 | FALSE | 0 | FALSE | 0 | FALSE | 0 | FALSE | 0 | FALSE | 0 | FALSE | 0 | FALSE | 0 | FALSE | 0 | FALSE | 0 | FALSE | 0 | TRUE | 350 | FALSE | 0 | FALSE | 0 | FALSE | 0 | FALSE | 0 | FALSE | 0 | FALSE | 0 | FALSE | 0 | FALSE | 0 | FALSE | 0 | FALSE | 0 | FALSE | 0 | FALSE | 0 | FALSE | 0 | FALSE | 0 | FALSE | 0 | FALSE | 0 | FALSE | 0 | FALSE | 0 | FALSE | 0 | FALSE | 0
50 |  | 0 | 241 | FALSE | 0 | FALSE | 0 | FALSE | 0 | FALSE | 0 | FALSE | 0 | FALSE | 0 | FALSE | 0 | FALSE | 0 | FALSE | 0 | FALSE | 0 | FALSE | 0 | FALSE | 0 | FALSE | 0 | FALSE | 0 | FALSE | 0 | FALSE | 0 | FALSE | 0 | FALSE | 0 | FALSE | 0 | FALSE | 0 | FALSE | 0 | FALSE | 0 | FALSE | 0 | FALSE | 0 | FALSE | 0 | FALSE | 0 | FALSE | 0 | FALSE | 0 | FALSE | 0 | FALSE | 0 | TRUE | 350 | FALSE | 0 | FALSE | 0 | FALSE | 0 | FALSE | 0 | FALSE | 0 | FALSE | 0 | FALSE | 0 | FALSE | 0 | FALSE | 0 | FALSE | 0 | FALSE | 0 | FALSE | 0 | FALSE | 0 | FALSE | 0 | FALSE | 0 | FALSE | 0 | FALSE | 0 | FALSE | 0 | FALSE | 0 | FALSE | 0
50 |  | 0 | 240 | FALSE | 0 | FALSE | 0 | FALSE | 0 | FALSE | 0 | FALSE | 0 | FALSE | 0 | FALSE | 0 | FALSE | 0 | FALSE | 0 | FALSE | 0 | FALSE | 0 | FALSE | 0 | FALSE | 0 | FALSE | 0 | FALSE | 0 | FALSE | 0 | FALSE | 0 | FALSE | 0 | FALSE | 0 | FALSE | 0 | FALSE | 0 | FALSE | 0 | FALSE | 0 | FALSE | 0 | FALSE | 0 | FALSE | 0 | FALSE | 0 | FALSE | 0 | FALSE | 0 | FALSE | 0 | TRUE | 350 | FALSE | 0 | FALSE | 0 | FALSE | 0 | FALSE | 0 | FALSE | 0 | FALSE | 0 | FALSE | 0 | FALSE | 0 | FALSE | 0 | FALSE | 0 | FALSE | 0 | FALSE | 0 | FALSE | 0 | FALSE | 0 | FALSE | 0 | FALSE | 0 | FALSE | 0 | FALSE | 0 | FALSE | 0 | FALSE | 0
50 |  | 0 | 239 | FALSE | 0 | FALSE | 0 | FALSE | 0 | FALSE | 0 | FALSE | 0 | FALSE | 0 | FALSE | 0 | FALSE | 0 | FALSE | 0 | FALSE | 0 | FALSE | 0 | FALSE | 0 | FALSE | 0 | FALSE | 0 | FALSE | 0 | FALSE | 0 | FALSE | 0 | FALSE | 0 | FALSE | 0 | FALSE | 0 | FALSE | 0 | FALSE | 0 | FALSE | 0 | FALSE | 0 | FALSE | 0 | FALSE | 0 | FALSE | 0 | FALSE | 0 | FALSE | 0 | FALSE | 0 | TRUE | 350 | FALSE | 0 | FALSE | 0 | FALSE | 0 | FALSE | 0 | FALSE | 0 | FALSE | 0 | FALSE | 0 | FALSE | 0 | FALSE | 0 | FALSE | 0 | FALSE | 0 | FALSE | 0 | FALSE | 0 | FALSE | 0 | FALSE | 0 | FALSE | 0 | FALSE | 0 | FALSE | 0 | FALSE | 0 | FALSE | 0
50 |  | 0 | 238 | FALSE | 0 | FALSE | 0 | FALSE | 0 | FALSE | 0 | FALSE | 0 | FALSE | 0 | FALSE | 0 | FALSE | 0 | FALSE | 0 | FALSE | 0 | FALSE | 0 | FALSE | 0 | FALSE | 0 | FALSE | 0 | FALSE | 0 | FALSE | 0 | FALSE | 0 | FALSE | 0 | FALSE | 0 | FALSE | 0 | FALSE | 0 | FALSE | 0 | FALSE | 0 | FALSE | 0 | FALSE | 0 | FALSE | 0 | FALSE | 0 | FALSE | 0 | FALSE | 0 | FALSE | 0 | TRUE | 350 | FALSE | 0 | FALSE | 0 | FALSE | 0 | FALSE | 0 | FALSE | 0 | FALSE | 0 | FALSE | 0 | FALSE | 0 | FALSE | 0 | FALSE | 0 | FALSE | 0 | FALSE | 0 | FALSE | 0 | FALSE | 0 | FALSE | 0 | FALSE | 0 | FALSE | 0 | FALSE | 0 | FALSE | 0 | FALSE | 0
50 |  | 0 | 237 | FALSE | 0 | FALSE | 0 | FALSE | 0 | FALSE | 0 | FALSE | 0 | FALSE | 0 | FALSE | 0 | FALSE | 0 | FALSE | 0 | FALSE | 0 | FALSE | 0 | FALSE | 0 | FALSE | 0 | FALSE | 0 | FALSE | 0 | FALSE | 0 | FALSE | 0 | FALSE | 0 | FALSE | 0 | FALSE | 0 | FALSE | 0 | FALSE | 0 | FALSE | 0 | FALSE | 0 | FALSE | 0 | FALSE | 0 | FALSE | 0 | FALSE | 0 | FALSE | 0 | FALSE | 0 | TRUE | 350 | FALSE | 0 | FALSE | 0 | FALSE | 0 | FALSE | 0 | FALSE | 0 | FALSE | 0 | FALSE | 0 | FALSE | 0 | FALSE | 0 | FALSE | 0 | FALSE | 0 | FALSE | 0 | FALSE | 0 | FALSE | 0 | FALSE | 0 | FALSE | 0 | FALSE | 0 | FALSE | 0 | FALSE | 0 | FALSE | 0
50 |  | 0 | 236 | FALSE | 0 | FALSE | 0 | FALSE | 0 | FALSE | 0 | FALSE | 0 | FALSE | 0 | FALSE | 0 | FALSE | 0 | FALSE | 0 | FALSE | 0 | FALSE | 0 | FALSE | 0 | FALSE | 0 | FALSE | 0 | FALSE | 0 | FALSE | 0 | FALSE | 0 | FALSE | 0 | FALSE | 0 | FALSE | 0 | FALSE | 0 | FALSE | 0 | FALSE | 0 | FALSE | 0 | FALSE | 0 | FALSE | 0 | FALSE | 0 | FALSE | 0 | FALSE | 0 | FALSE | 0 | TRUE | 350 | FALSE | 0 | FALSE | 0 | FALSE | 0 | FALSE | 0 | FALSE | 0 | FALSE | 0 | FALSE | 0 | FALSE | 0 | FALSE | 0 | FALSE | 0 | FALSE | 0 | FALSE | 0 | FALSE | 0 | FALSE | 0 | FALSE | 0 | FALSE | 0 | FALSE | 0 | FALSE | 0 | FALSE | 0 | FALSE | 0
50 |  | 0 | 235 | FALSE | 0 | FALSE | 0 | FALSE | 0 | FALSE | 0 | FALSE | 0 | FALSE | 0 | FALSE | 0 | FALSE | 0 | FALSE | 0 | FALSE | 0 | FALSE | 0 | FALSE | 0 | FALSE | 0 | FALSE | 0 | FALSE | 0 | FALSE | 0 | FALSE | 0 | FALSE | 0 | FALSE | 0 | FALSE | 0 | FALSE | 0 | FALSE | 0 | FALSE | 0 | FALSE | 0 | FALSE | 0 | FALSE | 0 | FALSE | 0 | FALSE | 0 | FALSE | 0 | FALSE | 0 | TRUE | 350 | FALSE | 0 | FALSE | 0 | FALSE | 0 | FALSE | 0 | FALSE | 0 | FALSE | 0 | FALSE | 0 | FALSE | 0 | FALSE | 0 | FALSE | 0 | FALSE | 0 | FALSE | 0 | FALSE | 0 | FALSE | 0 | FALSE | 0 | FALSE | 0 | FALSE | 0 | FALSE | 0 | FALSE | 0 | FALSE | 0
50 |  | 0 | 234 | FALSE | 0 | FALSE | 0 | FALSE | 0 | FALSE | 0 | FALSE | 0 | FALSE | 0 | FALSE | 0 | FALSE | 0 | FALSE | 0 | FALSE | 0 | FALSE | 0 | FALSE | 0 | FALSE | 0 | FALSE | 0 | FALSE | 0 | FALSE | 0 | FALSE | 0 | FALSE | 0 | FALSE | 0 | FALSE | 0 | FALSE | 0 | FALSE | 0 | FALSE | 0 | FALSE | 0 | FALSE | 0 | FALSE | 0 | FALSE | 0 | FALSE | 0 | FALSE | 0 | FALSE | 0 | TRUE | 350 | FALSE | 0 | FALSE | 0 | FALSE | 0 | FALSE | 0 | FALSE | 0 | FALSE | 0 | FALSE | 0 | FALSE | 0 | FALSE | 0 | FALSE | 0 | FALSE | 0 | FALSE | 0 | FALSE | 0 | FALSE | 0 | FALSE | 0 | FALSE | 0 | FALSE | 0 | FALSE | 0 | FALSE | 0 | FALSE | 0
50 |  | 0 | 233 | FALSE | 0 | FALSE | 0 | FALSE | 0 | FALSE | 0 | FALSE | 0 | FALSE | 0 | FALSE | 0 | FALSE | 0 | FALSE | 0 | FALSE | 0 | FALSE | 0 | FALSE | 0 | FALSE | 0 | FALSE | 0 | FALSE | 0 | FALSE | 0 | FALSE | 0 | FALSE | 0 | FALSE | 0 | FALSE | 0 | FALSE | 0 | FALSE | 0 | FALSE | 0 | FALSE | 0 | FALSE | 0 | FALSE | 0 | FALSE | 0 | FALSE | 0 | FALSE | 0 | FALSE | 0 | TRUE | 350 | FALSE | 0 | FALSE | 0 | FALSE | 0 | FALSE | 0 | FALSE | 0 | FALSE | 0 | FALSE | 0 | FALSE | 0 | FALSE | 0 | FALSE | 0 | FALSE | 0 | FALSE | 0 | FALSE | 0 | FALSE | 0 | FALSE | 0 | FALSE | 0 | FALSE | 0 | FALSE | 0 | FALSE | 0 | FALSE | 0
50 |  | 0 | 232 | FALSE | 0 | FALSE | 0 | FALSE | 0 | FALSE | 0 | FALSE | 0 | FALSE | 0 | FALSE | 0 | FALSE | 0 | FALSE | 0 | FALSE | 0 | FALSE | 0 | FALSE | 0 | FALSE | 0 | FALSE | 0 | FALSE | 0 | FALSE | 0 | FALSE | 0 | FALSE | 0 | FALSE | 0 | FALSE | 0 | FALSE | 0 | FALSE | 0 | FALSE | 0 | FALSE | 0 | FALSE | 0 | FALSE | 0 | FALSE | 0 | FALSE | 0 | FALSE | 0 | FALSE | 0 | TRUE | 350 | FALSE | 0 | FALSE | 0 | FALSE | 0 | FALSE | 0 | FALSE | 0 | FALSE | 0 | FALSE | 0 | FALSE | 0 | FALSE | 0 | FALSE | 0 | FALSE | 0 | FALSE | 0 | FALSE | 0 | FALSE | 0 | FALSE | 0 | FALSE | 0 | FALSE | 0 | FALSE | 0 | FALSE | 0 | FALSE | 0
50 |  | 0 | 231 | FALSE | 0 | FALSE | 0 | FALSE | 0 | FALSE | 0 | FALSE | 0 | FALSE | 0 | FALSE | 0 | FALSE | 0 | FALSE | 0 | FALSE | 0 | FALSE | 0 | FALSE | 0 | FALSE | 0 | FALSE | 0 | FALSE | 0 | FALSE | 0 | FALSE | 0 | FALSE | 0 | FALSE | 0 | FALSE | 0 | FALSE | 0 | FALSE | 0 | FALSE | 0 | FALSE | 0 | FALSE | 0 | FALSE | 0 | FALSE | 0 | FALSE | 0 | FALSE | 0 | FALSE | 0 | TRUE | 350 | FALSE | 0 | FALSE | 0 | FALSE | 0 | FALSE | 0 | FALSE | 0 | FALSE | 0 | FALSE | 0 | FALSE | 0 | FALSE | 0 | FALSE | 0 | FALSE | 0 | FALSE | 0 | FALSE | 0 | FALSE | 0 | FALSE | 0 | FALSE | 0 | FALSE | 0 | FALSE | 0 | FALSE | 0 | FALSE | 0
50 |  | 0 | 230 | FALSE | 0 | FALSE | 0 | FALSE | 0 | FALSE | 0 | FALSE | 0 | FALSE | 0 | FALSE | 0 | FALSE | 0 | FALSE | 0 | FALSE | 0 | FALSE | 0 | FALSE | 0 | FALSE | 0 | FALSE | 0 | FALSE | 0 | FALSE | 0 | FALSE | 0 | FALSE | 0 | FALSE | 0 | FALSE | 0 | FALSE | 0 | FALSE | 0 | FALSE | 0 | FALSE | 0 | FALSE | 0 | FALSE | 0 | FALSE | 0 | FALSE | 0 | FALSE | 0 | FALSE | 0 | TRUE | 350 | FALSE | 0 | FALSE | 0 | FALSE | 0 | FALSE | 0 | FALSE | 0 | FALSE | 0 | FALSE | 0 | FALSE | 0 | FALSE | 0 | FALSE | 0 | FALSE | 0 | FALSE | 0 | FALSE | 0 | FALSE | 0 | FALSE | 0 | FALSE | 0 | FALSE | 0 | FALSE | 0 | FALSE | 0 | FALSE | 0
50 |  | 0 | 229 | FALSE | 0 | FALSE | 0 | FALSE | 0 | FALSE | 0 | FALSE | 0 | FALSE | 0 | FALSE | 0 | FALSE | 0 | FALSE | 0 | FALSE | 0 | FALSE | 0 | FALSE | 0 | FALSE | 0 | FALSE | 0 | FALSE | 0 | FALSE | 0 | FALSE | 0 | FALSE | 0 | FALSE | 0 | FALSE | 0 | FALSE | 0 | FALSE | 0 | FALSE | 0 | FALSE | 0 | FALSE | 0 | FALSE | 0 | FALSE | 0 | FALSE | 0 | FALSE | 0 | FALSE | 0 | TRUE | 350 | FALSE | 0 | FALSE | 0 | FALSE | 0 | FALSE | 0 | FALSE | 0 | FALSE | 0 | FALSE | 0 | FALSE | 0 | FALSE | 0 | FALSE | 0 | FALSE | 0 | FALSE | 0 | FALSE | 0 | FALSE | 0 | FALSE | 0 | FALSE | 0 | FALSE | 0 | FALSE | 0 | FALSE | 0 | FALSE | 0
50 |  | 0 | 228 | FALSE | 0 | FALSE | 0 | FALSE | 0 | FALSE | 0 | FALSE | 0 | FALSE | 0 | FALSE | 0 | FALSE | 0 | FALSE | 0 | FALSE | 0 | FALSE | 0 | FALSE | 0 | FALSE | 0 | FALSE | 0 | FALSE | 0 | FALSE | 0 | FALSE | 0 | FALSE | 0 | FALSE | 0 | FALSE | 0 | FALSE | 0 | FALSE | 0 | FALSE | 0 | FALSE | 0 | FALSE | 0 | FALSE | 0 | FALSE | 0 | FALSE | 0 | FALSE | 0 | FALSE | 0 | TRUE | 350 | FALSE | 0 | FALSE | 0 | FALSE | 0 | FALSE | 0 | FALSE | 0 | FALSE | 0 | FALSE | 0 | FALSE | 0 | FALSE | 0 | FALSE | 0 | FALSE | 0 | FALSE | 0 | FALSE | 0 | FALSE | 0 | FALSE | 0 | FALSE | 0 | FALSE | 0 | FALSE | 0 | FALSE | 0 | FALSE | 0
50 |  | 0 | 227 | FALSE | 0 | FALSE | 0 | FALSE | 0 | FALSE | 0 | FALSE | 0 | FALSE | 0 | FALSE | 0 | FALSE | 0 | FALSE | 0 | FALSE | 0 | FALSE | 0 | FALSE | 0 | FALSE | 0 | FALSE | 0 | FALSE | 0 | FALSE | 0 | FALSE | 0 | FALSE | 0 | FALSE | 0 | FALSE | 0 | FALSE | 0 | FALSE | 0 | FALSE | 0 | FALSE | 0 | FALSE | 0 | FALSE | 0 | FALSE | 0 | FALSE | 0 | FALSE | 0 | FALSE | 0 | TRUE | 350 | FALSE | 0 | FALSE | 0 | FALSE | 0 | FALSE | 0 | FALSE | 0 | FALSE | 0 | FALSE | 0 | FALSE | 0 | FALSE | 0 | FALSE | 0 | FALSE | 0 | FALSE | 0 | FALSE | 0 | FALSE | 0 | FALSE | 0 | FALSE | 0 | FALSE | 0 | FALSE | 0 | FALSE | 0 | FALSE | 0
50 |  | 0 | 226 | FALSE | 0 | FALSE | 0 | FALSE | 0 | FALSE | 0 | FALSE | 0 | FALSE | 0 | FALSE | 0 | FALSE | 0 | FALSE | 0 | FALSE | 0 | FALSE | 0 | FALSE | 0 | FALSE | 0 | FALSE | 0 | FALSE | 0 | FALSE | 0 | FALSE | 0 | FALSE | 0 | FALSE | 0 | FALSE | 0 | FALSE | 0 | FALSE | 0 | FALSE | 0 | FALSE | 0 | FALSE | 0 | FALSE | 0 | FALSE | 0 | FALSE | 0 | FALSE | 0 | FALSE | 0 | TRUE | 350 | FALSE | 0 | FALSE | 0 | FALSE | 0 | FALSE | 0 | FALSE | 0 | FALSE | 0 | FALSE | 0 | FALSE | 0 | FALSE | 0 | FALSE | 0 | FALSE | 0 | FALSE | 0 | FALSE | 0 | FALSE | 0 | FALSE | 0 | FALSE | 0 | FALSE | 0 | FALSE | 0 | FALSE | 0 | FALSE | 0
50 |  | 0 | 225 | FALSE | 0 | FALSE | 0 | FALSE | 0 | FALSE | 0 | FALSE | 0 | FALSE | 0 | FALSE | 0 | FALSE | 0 | FALSE | 0 | FALSE | 0 | FALSE | 0 | FALSE | 0 | FALSE | 0 | FALSE | 0 | FALSE | 0 | FALSE | 0 | FALSE | 0 | FALSE | 0 | FALSE | 0 | FALSE | 0 | FALSE | 0 | FALSE | 0 | FALSE | 0 | FALSE | 0 | FALSE | 0 | FALSE | 0 | FALSE | 0 | FALSE | 0 | FALSE | 0 | FALSE | 0 | TRUE | 350 | FALSE | 0 | FALSE | 0 | FALSE | 0 | FALSE | 0 | FALSE | 0 | FALSE | 0 | FALSE | 0 | FALSE | 0 | FALSE | 0 | FALSE | 0 | FALSE | 0 | FALSE | 0 | FALSE | 0 | FALSE | 0 | FALSE | 0 | FALSE | 0 | FALSE | 0 | FALSE | 0 | FALSE | 0 | FALSE | 0
50 |  | 0 | 224 | FALSE | 0 | FALSE | 0 | FALSE | 0 | FALSE | 0 | FALSE | 0 | FALSE | 0 | FALSE | 0 | FALSE | 0 | FALSE | 0 | FALSE | 0 | FALSE | 0 | FALSE | 0 | FALSE | 0 | FALSE | 0 | FALSE | 0 | FALSE | 0 | FALSE | 0 | FALSE | 0 | FALSE | 0 | FALSE | 0 | FALSE | 0 | FALSE | 0 | FALSE | 0 | FALSE | 0 | FALSE | 0 | FALSE | 0 | FALSE | 0 | FALSE | 0 | FALSE | 0 | FALSE | 0 | TRUE | 350 | FALSE | 0 | FALSE | 0 | FALSE | 0 | FALSE | 0 | FALSE | 0 | FALSE | 0 | FALSE | 0 | FALSE | 0 | FALSE | 0 | FALSE | 0 | FALSE | 0 | FALSE | 0 | FALSE | 0 | FALSE | 0 | FALSE | 0 | FALSE | 0 | FALSE | 0 | FALSE | 0 | FALSE | 0 | FALSE | 0
50 |  | 0 | 223 | FALSE | 0 | FALSE | 0 | FALSE | 0 | FALSE | 0 | FALSE | 0 | FALSE | 0 | FALSE | 0 | FALSE | 0 | FALSE | 0 | FALSE | 0 | FALSE | 0 | FALSE | 0 | FALSE | 0 | FALSE | 0 | FALSE | 0 | FALSE | 0 | FALSE | 0 | FALSE | 0 | FALSE | 0 | FALSE | 0 | FALSE | 0 | FALSE | 0 | FALSE | 0 | FALSE | 0 | FALSE | 0 | FALSE | 0 | FALSE | 0 | FALSE | 0 | FALSE | 0 | FALSE | 0 | TRUE | 350 | FALSE | 0 | FALSE | 0 | FALSE | 0 | FALSE | 0 | FALSE | 0 | FALSE | 0 | FALSE | 0 | FALSE | 0 | FALSE | 0 | FALSE | 0 | FALSE | 0 | FALSE | 0 | FALSE | 0 | FALSE | 0 | FALSE | 0 | FALSE | 0 | FALSE | 0 | FALSE | 0 | FALSE | 0 | FALSE | 0
50 |  | 0 | 222 | FALSE | 0 | FALSE | 0 | FALSE | 0 | FALSE | 0 | FALSE | 0 | FALSE | 0 | FALSE | 0 | FALSE | 0 | FALSE | 0 | FALSE | 0 | FALSE | 0 | FALSE | 0 | FALSE | 0 | FALSE | 0 | FALSE | 0 | FALSE | 0 | FALSE | 0 | FALSE | 0 | FALSE | 0 | FALSE | 0 | FALSE | 0 | FALSE | 0 | FALSE | 0 | FALSE | 0 | FALSE | 0 | FALSE | 0 | FALSE | 0 | FALSE | 0 | FALSE | 0 | FALSE | 0 | TRUE | 350 | FALSE | 0 | FALSE | 0 | FALSE | 0 | FALSE | 0 | FALSE | 0 | FALSE | 0 | FALSE | 0 | FALSE | 0 | FALSE | 0 | FALSE | 0 | FALSE | 0 | FALSE | 0 | FALSE | 0 | FALSE | 0 | FALSE | 0 | FALSE | 0 | FALSE | 0 | FALSE | 0 | FALSE | 0 | FALSE | 0
50 |  | 0 | 221 | FALSE | 0 | FALSE | 0 | FALSE | 0 | FALSE | 0 | FALSE | 0 | FALSE | 0 | FALSE | 0 | FALSE | 0 | FALSE | 0 | FALSE | 0 | FALSE | 0 | FALSE | 0 | FALSE | 0 | FALSE | 0 | FALSE | 0 | FALSE | 0 | FALSE | 0 | FALSE | 0 | FALSE | 0 | FALSE | 0 | FALSE | 0 | FALSE | 0 | FALSE | 0 | FALSE | 0 | FALSE | 0 | FALSE | 0 | FALSE | 0 | FALSE | 0 | FALSE | 0 | FALSE | 0 | TRUE | 350 | FALSE | 0 | FALSE | 0 | FALSE | 0 | FALSE | 0 | FALSE | 0 | FALSE | 0 | FALSE | 0 | FALSE | 0 | FALSE | 0 | FALSE | 0 | FALSE | 0 | FALSE | 0 | FALSE | 0 | FALSE | 0 | FALSE | 0 | FALSE | 0 | FALSE | 0 | FALSE | 0 | FALSE | 0 | FALSE | 0
50 |  | 0 | 220 | FALSE | 0 | FALSE | 0 | FALSE | 0 | FALSE | 0 | FALSE | 0 | FALSE | 0 | FALSE | 0 | FALSE | 0 | FALSE | 0 | FALSE | 0 | FALSE | 0 | FALSE | 0 | FALSE | 0 | FALSE | 0 | FALSE | 0 | FALSE | 0 | FALSE | 0 | FALSE | 0 | FALSE | 0 | FALSE | 0 | FALSE | 0 | FALSE | 0 | FALSE | 0 | FALSE | 0 | FALSE | 0 | FALSE | 0 | FALSE | 0 | FALSE | 0 | FALSE | 0 | FALSE | 0 | TRUE | 350 | FALSE | 0 | FALSE | 0 | FALSE | 0 | FALSE | 0 | FALSE | 0 | FALSE | 0 | FALSE | 0 | FALSE | 0 | FALSE | 0 | FALSE | 0 | FALSE | 0 | FALSE | 0 | FALSE | 0 | FALSE | 0 | FALSE | 0 | FALSE | 0 | FALSE | 0 | FALSE | 0 | FALSE | 0 | FALSE | 0
50 |  | 0 | 219 | FALSE | 0 | FALSE | 0 | FALSE | 0 | FALSE | 0 | FALSE | 0 | FALSE | 0 | FALSE | 0 | FALSE | 0 | FALSE | 0 | FALSE | 0 | FALSE | 0 | FALSE | 0 | FALSE | 0 | FALSE | 0 | FALSE | 0 | FALSE | 0 | FALSE | 0 | FALSE | 0 | FALSE | 0 | FALSE | 0 | FALSE | 0 | FALSE | 0 | FALSE | 0 | FALSE | 0 | FALSE | 0 | FALSE | 0 | FALSE | 0 | FALSE | 0 | FALSE | 0 | FALSE | 0 | TRUE | 350 | FALSE | 0 | FALSE | 0 | FALSE | 0 | FALSE | 0 | FALSE | 0 | FALSE | 0 | FALSE | 0 | FALSE | 0 | FALSE | 0 | FALSE | 0 | FALSE | 0 | FALSE | 0 | FALSE | 0 | FALSE | 0 | FALSE | 0 | FALSE | 0 | FALSE | 0 | FALSE | 0 | FALSE | 0 | FALSE | 0
50 |  | 0 | 218 | FALSE | 0 | FALSE | 0 | FALSE | 0 | FALSE | 0 | FALSE | 0 | FALSE | 0 | FALSE | 0 | FALSE | 0 | FALSE | 0 | FALSE | 0 | FALSE | 0 | FALSE | 0 | FALSE | 0 | FALSE | 0 | FALSE | 0 | FALSE | 0 | FALSE | 0 | FALSE | 0 | FALSE | 0 | FALSE | 0 | FALSE | 0 | FALSE | 0 | FALSE | 0 | FALSE | 0 | FALSE | 0 | FALSE | 0 | FALSE | 0 | FALSE | 0 | FALSE | 0 | FALSE | 0 | TRUE | 350 | FALSE | 0 | FALSE | 0 | FALSE | 0 | FALSE | 0 | FALSE | 0 | FALSE | 0 | FALSE | 0 | FALSE | 0 | FALSE | 0 | FALSE | 0 | FALSE | 0 | FALSE | 0 | FALSE | 0 | FALSE | 0 | FALSE | 0 | FALSE | 0 | FALSE | 0 | FALSE | 0 | FALSE | 0 | FALSE | 0
50 |  | 0 | 217 | FALSE | 0 | FALSE | 0 | FALSE | 0 | FALSE | 0 | FALSE | 0 | FALSE | 0 | FALSE | 0 | FALSE | 0 | FALSE | 0 | FALSE | 0 | FALSE | 0 | FALSE | 0 | FALSE | 0 | FALSE | 0 | FALSE | 0 | FALSE | 0 | FALSE | 0 | FALSE | 0 | FALSE | 0 | FALSE | 0 | FALSE | 0 | FALSE | 0 | FALSE | 0 | FALSE | 0 | FALSE | 0 | FALSE | 0 | FALSE | 0 | FALSE | 0 | FALSE | 0 | FALSE | 0 | TRUE | 350 | FALSE | 0 | FALSE | 0 | FALSE | 0 | FALSE | 0 | FALSE | 0 | FALSE | 0 | FALSE | 0 | FALSE | 0 | FALSE | 0 | FALSE | 0 | FALSE | 0 | FALSE | 0 | FALSE | 0 | FALSE | 0 | FALSE | 0 | FALSE | 0 | FALSE | 0 | FALSE | 0 | FALSE | 0 | FALSE | 0
50 |  | 0 | 216 | FALSE | 0 | FALSE | 0 | FALSE | 0 | FALSE | 0 | FALSE | 0 | FALSE | 0 | FALSE | 0 | FALSE | 0 | FALSE | 0 | FALSE | 0 | FALSE | 0 | FALSE | 0 | FALSE | 0 | FALSE | 0 | FALSE | 0 | FALSE | 0 | FALSE | 0 | FALSE | 0 | FALSE | 0 | FALSE | 0 | FALSE | 0 | FALSE | 0 | FALSE | 0 | FALSE | 0 | FALSE | 0 | FALSE | 0 | FALSE | 0 | FALSE | 0 | FALSE | 0 | FALSE | 0 | TRUE | 350 | FALSE | 0 | FALSE | 0 | FALSE | 0 | FALSE | 0 | FALSE | 0 | FALSE | 0 | FALSE | 0 | FALSE | 0 | FALSE | 0 | FALSE | 0 | FALSE | 0 | FALSE | 0 | FALSE | 0 | FALSE | 0 | FALSE | 0 | FALSE | 0 | FALSE | 0 | FALSE | 0 | FALSE | 0 | FALSE | 0
50 |  | 0 | 215 | FALSE | 0 | FALSE | 0 | FALSE | 0 | FALSE | 0 | FALSE | 0 | FALSE | 0 | FALSE | 0 | FALSE | 0 | FALSE | 0 | FALSE | 0 | FALSE | 0 | FALSE | 0 | FALSE | 0 | FALSE | 0 | FALSE | 0 | FALSE | 0 | FALSE | 0 | FALSE | 0 | FALSE | 0 | FALSE | 0 | FALSE | 0 | FALSE | 0 | FALSE | 0 | FALSE | 0 | FALSE | 0 | FALSE | 0 | FALSE | 0 | FALSE | 0 | FALSE | 0 | FALSE | 0 | TRUE | 350 | FALSE | 0 | FALSE | 0 | FALSE | 0 | FALSE | 0 | FALSE | 0 | FALSE | 0 | FALSE | 0 | FALSE | 0 | FALSE | 0 | FALSE | 0 | FALSE | 0 | FALSE | 0 | FALSE | 0 | FALSE | 0 | FALSE | 0 | FALSE | 0 | FALSE | 0 | FALSE | 0 | FALSE | 0 | FALSE | 0
50 |  | 0 | 214 | FALSE | 0 | FALSE | 0 | FALSE | 0 | FALSE | 0 | FALSE | 0 | FALSE | 0 | FALSE | 0 | FALSE | 0 | FALSE | 0 | FALSE | 0 | FALSE | 0 | FALSE | 0 | FALSE | 0 | FALSE | 0 | FALSE | 0 | FALSE | 0 | FALSE | 0 | FALSE | 0 | FALSE | 0 | FALSE | 0 | FALSE | 0 | FALSE | 0 | FALSE | 0 | FALSE | 0 | FALSE | 0 | FALSE | 0 | FALSE | 0 | FALSE | 0 | FALSE | 0 | FALSE | 0 | TRUE | 350 | FALSE | 0 | FALSE | 0 | FALSE | 0 | FALSE | 0 | FALSE | 0 | FALSE | 0 | FALSE | 0 | FALSE | 0 | FALSE | 0 | FALSE | 0 | FALSE | 0 | FALSE | 0 | FALSE | 0 | FALSE | 0 | FALSE | 0 | FALSE | 0 | FALSE | 0 | FALSE | 0 | FALSE | 0 | FALSE | 0
50 |  | 0 | 213 | FALSE | 0 | FALSE | 0 | FALSE | 0 | FALSE | 0 | FALSE | 0 | FALSE | 0 | FALSE | 0 | FALSE | 0 | FALSE | 0 | FALSE | 0 | FALSE | 0 | FALSE | 0 | FALSE | 0 | FALSE | 0 | FALSE | 0 | FALSE | 0 | FALSE | 0 | FALSE | 0 | FALSE | 0 | FALSE | 0 | FALSE | 0 | FALSE | 0 | FALSE | 0 | FALSE | 0 | FALSE | 0 | FALSE | 0 | FALSE | 0 | FALSE | 0 | FALSE | 0 | FALSE | 0 | TRUE | 350 | FALSE | 0 | FALSE | 0 | FALSE | 0 | FALSE | 0 | FALSE | 0 | FALSE | 0 | FALSE | 0 | FALSE | 0 | FALSE | 0 | FALSE | 0 | FALSE | 0 | FALSE | 0 | FALSE | 0 | FALSE | 0 | FALSE | 0 | FALSE | 0 | FALSE | 0 | FALSE | 0 | FALSE | 0 | FALSE | 0
50 |  | 0 | 212 | FALSE | 0 | FALSE | 0 | FALSE | 0 | FALSE | 0 | FALSE | 0 | FALSE | 0 | FALSE | 0 | FALSE | 0 | FALSE | 0 | FALSE | 0 | FALSE | 0 | FALSE | 0 | FALSE | 0 | FALSE | 0 | FALSE | 0 | FALSE | 0 | FALSE | 0 | FALSE | 0 | FALSE | 0 | FALSE | 0 | FALSE | 0 | FALSE | 0 | FALSE | 0 | FALSE | 0 | FALSE | 0 | FALSE | 0 | FALSE | 0 | FALSE | 0 | FALSE | 0 | FALSE | 0 | TRUE | 350 | FALSE | 0 | FALSE | 0 | FALSE | 0 | FALSE | 0 | FALSE | 0 | FALSE | 0 | FALSE | 0 | FALSE | 0 | FALSE | 0 | FALSE | 0 | FALSE | 0 | FALSE | 0 | FALSE | 0 | FALSE | 0 | FALSE | 0 | FALSE | 0 | FALSE | 0 | FALSE | 0 | FALSE | 0 | FALSE | 0
50 |  | 0 | 211 | FALSE | 0 | FALSE | 0 | FALSE | 0 | FALSE | 0 | FALSE | 0 | FALSE | 0 | FALSE | 0 | FALSE | 0 | FALSE | 0 | FALSE | 0 | FALSE | 0 | FALSE | 0 | FALSE | 0 | FALSE | 0 | FALSE | 0 | FALSE | 0 | FALSE | 0 | FALSE | 0 | FALSE | 0 | FALSE | 0 | FALSE | 0 | FALSE | 0 | FALSE | 0 | FALSE | 0 | FALSE | 0 | FALSE | 0 | FALSE | 0 | FALSE | 0 | FALSE | 0 | FALSE | 0 | TRUE | 350 | FALSE | 0 | FALSE | 0 | FALSE | 0 | FALSE | 0 | FALSE | 0 | FALSE | 0 | FALSE | 0 | FALSE | 0 | FALSE | 0 | FALSE | 0 | FALSE | 0 | FALSE | 0 | FALSE | 0 | FALSE | 0 | FALSE | 0 | FALSE | 0 | FALSE | 0 | FALSE | 0 | FALSE | 0 | FALSE | 0
50 |  | 0 | 210 | FALSE | 0 | FALSE | 0 | FALSE | 0 | FALSE | 0 | FALSE | 0 | FALSE | 0 | FALSE | 0 | FALSE | 0 | FALSE | 0 | FALSE | 0 | FALSE | 0 | FALSE | 0 | FALSE | 0 | FALSE | 0 | FALSE | 0 | FALSE | 0 | FALSE | 0 | FALSE | 0 | FALSE | 0 | FALSE | 0 | FALSE | 0 | FALSE | 0 | FALSE | 0 | FALSE | 0 | FALSE | 0 | FALSE | 0 | FALSE | 0 | FALSE | 0 | FALSE | 0 | FALSE | 0 | TRUE | 350 | FALSE | 0 | FALSE | 0 | FALSE | 0 | FALSE | 0 | FALSE | 0 | FALSE | 0 | FALSE | 0 | FALSE | 0 | FALSE | 0 | FALSE | 0 | FALSE | 0 | FALSE | 0 | FALSE | 0 | FALSE | 0 | FALSE | 0 | FALSE | 0 | FALSE | 0 | FALSE | 0 | FALSE | 0 | FALSE | 0
50 |  | 0 | 209 | FALSE | 0 | FALSE | 0 | FALSE | 0 | FALSE | 0 | FALSE | 0 | FALSE | 0 | FALSE | 0 | FALSE | 0 | FALSE | 0 | FALSE | 0 | FALSE | 0 | FALSE | 0 | FALSE | 0 | FALSE | 0 | FALSE | 0 | FALSE | 0 | FALSE | 0 | FALSE | 0 | FALSE | 0 | FALSE | 0 | FALSE | 0 | FALSE | 0 | FALSE | 0 | FALSE | 0 | FALSE | 0 | FALSE | 0 | FALSE | 0 | FALSE | 0 | FALSE | 0 | FALSE | 0 | TRUE | 350 | FALSE | 0 | FALSE | 0 | FALSE | 0 | FALSE | 0 | FALSE | 0 | FALSE | 0 | FALSE | 0 | FALSE | 0 | FALSE | 0 | FALSE | 0 | FALSE | 0 | FALSE | 0 | FALSE | 0 | FALSE | 0 | FALSE | 0 | FALSE | 0 | FALSE | 0 | FALSE | 0 | FALSE | 0 | FALSE | 0
50 |  | 0 | 208 | FALSE | 0 | FALSE | 0 | FALSE | 0 | FALSE | 0 | FALSE | 0 | FALSE | 0 | FALSE | 0 | FALSE | 0 | FALSE | 0 | FALSE | 0 | FALSE | 0 | FALSE | 0 | FALSE | 0 | FALSE | 0 | FALSE | 0 | FALSE | 0 | FALSE | 0 | FALSE | 0 | FALSE | 0 | FALSE | 0 | FALSE | 0 | FALSE | 0 | FALSE | 0 | FALSE | 0 | FALSE | 0 | FALSE | 0 | FALSE | 0 | FALSE | 0 | FALSE | 0 | FALSE | 0 | TRUE | 350 | FALSE | 0 | FALSE | 0 | FALSE | 0 | FALSE | 0 | FALSE | 0 | FALSE | 0 | FALSE | 0 | FALSE | 0 | FALSE | 0 | FALSE | 0 | FALSE | 0 | FALSE | 0 | FALSE | 0 | FALSE | 0 | FALSE | 0 | FALSE | 0 | FALSE | 0 | FALSE | 0 | FALSE | 0 | FALSE | 0
50 |  | 0 | 207 | FALSE | 0 | FALSE | 0 | FALSE | 0 | FALSE | 0 | FALSE | 0 | FALSE | 0 | FALSE | 0 | FALSE | 0 | FALSE | 0 | FALSE | 0 | FALSE | 0 | FALSE | 0 | FALSE | 0 | FALSE | 0 | FALSE | 0 | FALSE | 0 | FALSE | 0 | FALSE | 0 | FALSE | 0 | FALSE | 0 | FALSE | 0 | FALSE | 0 | FALSE | 0 | FALSE | 0 | FALSE | 0 | FALSE | 0 | FALSE | 0 | FALSE | 0 | FALSE | 0 | FALSE | 0 | TRUE | 350 | FALSE | 0 | FALSE | 0 | FALSE | 0 | FALSE | 0 | FALSE | 0 | FALSE | 0 | FALSE | 0 | FALSE | 0 | FALSE | 0 | FALSE | 0 | FALSE | 0 | FALSE | 0 | FALSE | 0 | FALSE | 0 | FALSE | 0 | FALSE | 0 | FALSE | 0 | FALSE | 0 | FALSE | 0 | FALSE | 0
50 |  | 0 | 206 | FALSE | 0 | FALSE | 0 | FALSE | 0 | FALSE | 0 | FALSE | 0 | FALSE | 0 | FALSE | 0 | FALSE | 0 | FALSE | 0 | FALSE | 0 | FALSE | 0 | FALSE | 0 | FALSE | 0 | FALSE | 0 | FALSE | 0 | FALSE | 0 | FALSE | 0 | FALSE | 0 | FALSE | 0 | FALSE | 0 | FALSE | 0 | FALSE | 0 | FALSE | 0 | FALSE | 0 | FALSE | 0 | FALSE | 0 | FALSE | 0 | FALSE | 0 | FALSE | 0 | FALSE | 0 | TRUE | 350 | FALSE | 0 | FALSE | 0 | FALSE | 0 | FALSE | 0 | FALSE | 0 | FALSE | 0 | FALSE | 0 | FALSE | 0 | FALSE | 0 | FALSE | 0 | FALSE | 0 | FALSE | 0 | FALSE | 0 | FALSE | 0 | FALSE | 0 | FALSE | 0 | FALSE | 0 | FALSE | 0 | FALSE | 0 | FALSE | 0
50 |  | 0 | 205 | FALSE | 0 | FALSE | 0 | FALSE | 0 | FALSE | 0 | FALSE | 0 | FALSE | 0 | FALSE | 0 | FALSE | 0 | FALSE | 0 | FALSE | 0 | FALSE | 0 | FALSE | 0 | FALSE | 0 | FALSE | 0 | FALSE | 0 | FALSE | 0 | FALSE | 0 | FALSE | 0 | FALSE | 0 | FALSE | 0 | FALSE | 0 | FALSE | 0 | FALSE | 0 | FALSE | 0 | FALSE | 0 | FALSE | 0 | FALSE | 0 | FALSE | 0 | FALSE | 0 | FALSE | 0 | TRUE | 350 | FALSE | 0 | FALSE | 0 | FALSE | 0 | FALSE | 0 | FALSE | 0 | FALSE | 0 | FALSE | 0 | FALSE | 0 | FALSE | 0 | FALSE | 0 | FALSE | 0 | FALSE | 0 | FALSE | 0 | FALSE | 0 | FALSE | 0 | FALSE | 0 | FALSE | 0 | FALSE | 0 | FALSE | 0 | FALSE | 0 | 350
50 |  | 0 | 204 | FALSE | 0 | FALSE | 0 | FALSE | 0 | FALSE | 0 | FALSE | 0 | FALSE | 0 | FALSE | 0 | FALSE | 0 | FALSE | 0 | FALSE | 0 | FALSE | 0 | FALSE | 0 | FALSE | 0 | FALSE | 0 | FALSE | 0 | FALSE | 0 | FALSE | 0 | FALSE | 0 | FALSE | 0 | FALSE | 0 | FALSE | 0 | FALSE | 0 | FALSE | 0 | FALSE | 0 | FALSE | 0 | FALSE | 0 | FALSE | 0 | FALSE | 0 | FALSE | 0 | FALSE | 0 | TRUE | 350 | FALSE | 0 | FALSE | 0 | FALSE | 0 | FALSE | 0 | FALSE | 0 | FALSE | 0 | FALSE | 0 | FALSE | 0 | FALSE | 0 | FALSE | 0 | FALSE | 0 | FALSE | 0 | FALSE | 0 | FALSE | 0 | FALSE | 0 | FALSE | 0 | FALSE | 0 | FALSE | 0 | FALSE | 0 | FALSE | 0 | 250
50 |  | 0 | 203 | FALSE | 0 | FALSE | 0 | FALSE | 0 | FALSE | 0 | FALSE | 0 | FALSE | 0 | FALSE | 0 | FALSE | 0 | FALSE | 0 | FALSE | 0 | FALSE | 0 | FALSE | 0 | FALSE | 0 | FALSE | 0 | FALSE | 0 | FALSE | 0 | FALSE | 0 | FALSE | 0 | FALSE | 0 | FALSE | 0 | FALSE | 0 | FALSE | 0 | FALSE | 0 | FALSE | 0 | FALSE | 0 | FALSE | 0 | FALSE | 0 | FALSE | 0 | FALSE | 0 | FALSE | 0 | TRUE | 350 | FALSE | 0 | FALSE | 0 | FALSE | 0 | FALSE | 0 | FALSE | 0 | FALSE | 0 | FALSE | 0 | FALSE | 0 | FALSE | 0 | FALSE | 0 | FALSE | 0 | FALSE | 0 | FALSE | 0 | FALSE | 0 | FALSE | 0 | FALSE | 0 | FALSE | 0 | FALSE | 0 | FALSE | 0 | FALSE | 0
50 |  | 0 | 202 | FALSE | 0 | FALSE | 0 | FALSE | 0 | FALSE | 0 | FALSE | 0 | FALSE | 0 | FALSE | 0 | FALSE | 0 | FALSE | 0 | FALSE | 0 | FALSE | 0 | FALSE | 0 | FALSE | 0 | FALSE | 0 | FALSE | 0 | FALSE | 0 | FALSE | 0 | FALSE | 0 | FALSE | 0 | FALSE | 0 | FALSE | 0 | FALSE | 0 | FALSE | 0 | FALSE | 0 | FALSE | 0 | FALSE | 0 | FALSE | 0 | FALSE | 0 | FALSE | 0 | FALSE | 0 | TRUE | 350 | FALSE | 0 | FALSE | 0 | FALSE | 0 | FALSE | 0 | FALSE | 0 | FALSE | 0 | FALSE | 0 | FALSE | 0 | FALSE | 0 | FALSE | 0 | FALSE | 0 | FALSE | 0 | FALSE | 0 | FALSE | 0 | FALSE | 0 | FALSE | 0 | FALSE | 0 | FALSE | 0 | FALSE | 0 | FALSE | 0
50 |  | 0 | 201 | FALSE | 0 | FALSE | 0 | FALSE | 0 | FALSE | 0 | FALSE | 0 | FALSE | 0 | FALSE | 0 | FALSE | 0 | FALSE | 0 | FALSE | 0 | FALSE | 0 | FALSE | 0 | FALSE | 0 | FALSE | 0 | FALSE | 0 | FALSE | 0 | FALSE | 0 | FALSE | 0 | FALSE | 0 | FALSE | 0 | FALSE | 0 | FALSE | 0 | FALSE | 0 | FALSE | 0 | FALSE | 0 | FALSE | 0 | FALSE | 0 | FALSE | 0 | FALSE | 0 | FALSE | 0 | TRUE | 350 | FALSE | 0 | FALSE | 0 | FALSE | 0 | FALSE | 0 | FALSE | 0 | FALSE | 0 | FALSE | 0 | FALSE | 0 | FALSE | 0 | FALSE | 0 | FALSE | 0 | FALSE | 0 | FALSE | 0 | FALSE | 0 | FALSE | 0 | FALSE | 0 | FALSE | 0 | FALSE | 0 | FALSE | 0 | FALSE | 0
50 |  | 0 | 200 | FALSE | 0 | FALSE | 0 | FALSE | 0 | FALSE | 0 | FALSE | 0 | FALSE | 0 | FALSE | 0 | FALSE | 0 | FALSE | 0 | FALSE | 0 | FALSE | 0 | FALSE | 0 | FALSE | 0 | FALSE | 0 | FALSE | 0 | FALSE | 0 | FALSE | 0 | FALSE | 0 | FALSE | 0 | FALSE | 0 | FALSE | 0 | FALSE | 0 | FALSE | 0 | FALSE | 0 | FALSE | 0 | FALSE | 0 | FALSE | 0 | FALSE | 0 | FALSE | 0 | FALSE | 0 | TRUE | 350 | FALSE | 0 | FALSE | 0 | FALSE | 0 | FALSE | 0 | FALSE | 0 | FALSE | 0 | FALSE | 0 | FALSE | 0 | FALSE | 0 | FALSE | 0 | FALSE | 0 | FALSE | 0 | FALSE | 0 | FALSE | 0 | FALSE | 0 | FALSE | 0 | FALSE | 0 | FALSE | 0 | FALSE | 0 | FALSE | 0
50 |  | 0 | 199 | FALSE | 0 | FALSE | 0 | FALSE | 0 | FALSE | 0 | FALSE | 0 | FALSE | 0 | FALSE | 0 | FALSE | 0 | FALSE | 0 | FALSE | 0 | FALSE | 0 | FALSE | 0 | FALSE | 0 | FALSE | 0 | FALSE | 0 | FALSE | 0 | FALSE | 0 | FALSE | 0 | FALSE | 0 | FALSE | 0 | FALSE | 0 | FALSE | 0 | FALSE | 0 | FALSE | 0 | FALSE | 0 | FALSE | 0 | FALSE | 0 | FALSE | 0 | FALSE | 0 | FALSE | 0 | TRUE | 350 | FALSE | 0 | FALSE | 0 | FALSE | 0 | FALSE | 0 | FALSE | 0 | FALSE | 0 | FALSE | 0 | FALSE | 0 | FALSE | 0 | FALSE | 0 | FALSE | 0 | FALSE | 0 | FALSE | 0 | FALSE | 0 | FALSE | 0 | FALSE | 0 | FALSE | 0 | FALSE | 0 | FALSE | 0 | FALSE | 0
50 |  | 0 | 198 | FALSE | 0 | FALSE | 0 | FALSE | 0 | FALSE | 0 | FALSE | 0 | FALSE | 0 | FALSE | 0 | FALSE | 0 | FALSE | 0 | FALSE | 0 | FALSE | 0 | FALSE | 0 | FALSE | 0 | FALSE | 0 | FALSE | 0 | FALSE | 0 | FALSE | 0 | FALSE | 0 | FALSE | 0 | FALSE | 0 | FALSE | 0 | FALSE | 0 | FALSE | 0 | FALSE | 0 | FALSE | 0 | FALSE | 0 | FALSE | 0 | FALSE | 0 | FALSE | 0 | FALSE | 0 | TRUE | 350 | FALSE | 0 | FALSE | 0 | FALSE | 0 | FALSE | 0 | FALSE | 0 | FALSE | 0 | FALSE | 0 | FALSE | 0 | FALSE | 0 | FALSE | 0 | FALSE | 0 | FALSE | 0 | FALSE | 0 | FALSE | 0 | FALSE | 0 | FALSE | 0 | FALSE | 0 | FALSE | 0 | FALSE | 0 | FALSE | 0
50 |  | 0 | 197 | FALSE | 0 | FALSE | 0 | FALSE | 0 | FALSE | 0 | FALSE | 0 | FALSE | 0 | FALSE | 0 | FALSE | 0 | FALSE | 0 | FALSE | 0 | FALSE | 0 | FALSE | 0 | FALSE | 0 | FALSE | 0 | FALSE | 0 | FALSE | 0 | FALSE | 0 | FALSE | 0 | FALSE | 0 | FALSE | 0 | FALSE | 0 | FALSE | 0 | FALSE | 0 | FALSE | 0 | FALSE | 0 | FALSE | 0 | FALSE | 0 | FALSE | 0 | FALSE | 0 | FALSE | 0 | TRUE | 350 | FALSE | 0 | FALSE | 0 | FALSE | 0 | FALSE | 0 | FALSE | 0 | FALSE | 0 | FALSE | 0 | FALSE | 0 | FALSE | 0 | FALSE | 0 | FALSE | 0 | FALSE | 0 | FALSE | 0 | FALSE | 0 | FALSE | 0 | FALSE | 0 | FALSE | 0 | FALSE | 0 | FALSE | 0 | FALSE | 0
50 |  | 0 | 196 | FALSE | 0 | FALSE | 0 | FALSE | 0 | FALSE | 0 | FALSE | 0 | FALSE | 0 | FALSE | 0 | FALSE | 0 | FALSE | 0 | FALSE | 0 | FALSE | 0 | FALSE | 0 | FALSE | 0 | FALSE | 0 | FALSE | 0 | FALSE | 0 | FALSE | 0 | FALSE | 0 | FALSE | 0 | FALSE | 0 | FALSE | 0 | FALSE | 0 | FALSE | 0 | FALSE | 0 | FALSE | 0 | FALSE | 0 | FALSE | 0 | FALSE | 0 | FALSE | 0 | FALSE | 0 | TRUE | 350 | FALSE | 0 | FALSE | 0 | FALSE | 0 | FALSE | 0 | FALSE | 0 | FALSE | 0 | FALSE | 0 | FALSE | 0 | FALSE | 0 | FALSE | 0 | FALSE | 0 | FALSE | 0 | FALSE | 0 | FALSE | 0 | FALSE | 0 | FALSE | 0 | FALSE | 0 | FALSE | 0 | FALSE | 0 | FALSE | 0
50 |  | 0 | 195 | FALSE | 0 | FALSE | 0 | FALSE | 0 | FALSE | 0 | FALSE | 0 | FALSE | 0 | FALSE | 0 | FALSE | 0 | FALSE | 0 | FALSE | 0 | FALSE | 0 | FALSE | 0 | FALSE | 0 | FALSE | 0 | FALSE | 0 | FALSE | 0 | FALSE | 0 | FALSE | 0 | FALSE | 0 | FALSE | 0 | FALSE | 0 | FALSE | 0 | FALSE | 0 | FALSE | 0 | FALSE | 0 | FALSE | 0 | FALSE | 0 | FALSE | 0 | FALSE | 0 | FALSE | 0 | TRUE | 350 | FALSE | 0 | FALSE | 0 | FALSE | 0 | FALSE | 0 | FALSE | 0 | FALSE | 0 | FALSE | 0 | FALSE | 0 | FALSE | 0 | FALSE | 0 | FALSE | 0 | FALSE | 0 | FALSE | 0 | FALSE | 0 | FALSE | 0 | FALSE | 0 | FALSE | 0 | FALSE | 0 | FALSE | 0 | FALSE | 0
50 |  | 0 | 194 | FALSE | 0 | FALSE | 0 | FALSE | 0 | FALSE | 0 | FALSE | 0 | FALSE | 0 | FALSE | 0 | FALSE | 0 | FALSE | 0 | FALSE | 0 | FALSE | 0 | FALSE | 0 | FALSE | 0 | FALSE | 0 | FALSE | 0 | FALSE | 0 | FALSE | 0 | FALSE | 0 | FALSE | 0 | FALSE | 0 | FALSE | 0 | FALSE | 0 | FALSE | 0 | FALSE | 0 | FALSE | 0 | FALSE | 0 | FALSE | 0 | FALSE | 0 | FALSE | 0 | FALSE | 0 | TRUE | 350 | FALSE | 0 | FALSE | 0 | FALSE | 0 | FALSE | 0 | FALSE | 0 | FALSE | 0 | FALSE | 0 | FALSE | 0 | FALSE | 0 | FALSE | 0 | FALSE | 0 | FALSE | 0 | FALSE | 0 | FALSE | 0 | FALSE | 0 | FALSE | 0 | FALSE | 0 | FALSE | 0 | FALSE | 0 | FALSE | 0
50 |  | 0 | 193 | FALSE | 0 | FALSE | 0 | FALSE | 0 | FALSE | 0 | FALSE | 0 | FALSE | 0 | FALSE | 0 | FALSE | 0 | FALSE | 0 | FALSE | 0 | FALSE | 0 | FALSE | 0 | FALSE | 0 | FALSE | 0 | FALSE | 0 | FALSE | 0 | FALSE | 0 | FALSE | 0 | FALSE | 0 | FALSE | 0 | FALSE | 0 | FALSE | 0 | FALSE | 0 | FALSE | 0 | FALSE | 0 | FALSE | 0 | FALSE | 0 | FALSE | 0 | FALSE | 0 | FALSE | 0 | TRUE | 350 | FALSE | 0 | FALSE | 0 | FALSE | 0 | FALSE | 0 | FALSE | 0 | FALSE | 0 | FALSE | 0 | FALSE | 0 | FALSE | 0 | FALSE | 0 | FALSE | 0 | FALSE | 0 | FALSE | 0 | FALSE | 0 | FALSE | 0 | FALSE | 0 | FALSE | 0 | FALSE | 0 | FALSE | 0 | FALSE | 0
50 |  | 0 | 192 | FALSE | 0 | FALSE | 0 | FALSE | 0 | FALSE | 0 | FALSE | 0 | FALSE | 0 | FALSE | 0 | FALSE | 0 | FALSE | 0 | FALSE | 0 | FALSE | 0 | FALSE | 0 | FALSE | 0 | FALSE | 0 | FALSE | 0 | FALSE | 0 | FALSE | 0 | FALSE | 0 | FALSE | 0 | FALSE | 0 | FALSE | 0 | FALSE | 0 | FALSE | 0 | FALSE | 0 | FALSE | 0 | FALSE | 0 | FALSE | 0 | FALSE | 0 | FALSE | 0 | FALSE | 0 | TRUE | 350 | FALSE | 0 | FALSE | 0 | FALSE | 0 | FALSE | 0 | FALSE | 0 | FALSE | 0 | FALSE | 0 | FALSE | 0 | FALSE | 0 | FALSE | 0 | FALSE | 0 | FALSE | 0 | FALSE | 0 | FALSE | 0 | FALSE | 0 | FALSE | 0 | FALSE | 0 | FALSE | 0 | FALSE | 0 | FALSE | 0
50 |  | 0 | 191 | FALSE | 0 | FALSE | 0 | FALSE | 0 | FALSE | 0 | FALSE | 0 | FALSE | 0 | FALSE | 0 | FALSE | 0 | FALSE | 0 | FALSE | 0 | FALSE | 0 | FALSE | 0 | FALSE | 0 | FALSE | 0 | FALSE | 0 | FALSE | 0 | FALSE | 0 | FALSE | 0 | FALSE | 0 | FALSE | 0 | FALSE | 0 | FALSE | 0 | FALSE | 0 | FALSE | 0 | FALSE | 0 | FALSE | 0 | FALSE | 0 | FALSE | 0 | FALSE | 0 | FALSE | 0 | TRUE | 350 | FALSE | 0 | FALSE | 0 | FALSE | 0 | FALSE | 0 | FALSE | 0 | FALSE | 0 | FALSE | 0 | FALSE | 0 | FALSE | 0 | FALSE | 0 | FALSE | 0 | FALSE | 0 | FALSE | 0 | FALSE | 0 | FALSE | 0 | FALSE | 0 | FALSE | 0 | FALSE | 0 | FALSE | 0 | FALSE | 0
50 |  | 0 | 190 | FALSE | 0 | FALSE | 0 | FALSE | 0 | FALSE | 0 | FALSE | 0 | FALSE | 0 | FALSE | 0 | FALSE | 0 | FALSE | 0 | FALSE | 0 | FALSE | 0 | FALSE | 0 | FALSE | 0 | FALSE | 0 | FALSE | 0 | FALSE | 0 | FALSE | 0 | FALSE | 0 | FALSE | 0 | FALSE | 0 | FALSE | 0 | FALSE | 0 | FALSE | 0 | FALSE | 0 | FALSE | 0 | FALSE | 0 | FALSE | 0 | FALSE | 0 | FALSE | 0 | FALSE | 0 | TRUE | 350 | FALSE | 0 | FALSE | 0 | FALSE | 0 | FALSE | 0 | FALSE | 0 | FALSE | 0 | FALSE | 0 | FALSE | 0 | FALSE | 0 | FALSE | 0 | FALSE | 0 | FALSE | 0 | FALSE | 0 | FALSE | 0 | FALSE | 0 | FALSE | 0 | FALSE | 0 | FALSE | 0 | FALSE | 0 | FALSE | 0
50 |  | 0 | 189 | FALSE | 0 | FALSE | 0 | FALSE | 0 | FALSE | 0 | FALSE | 0 | FALSE | 0 | FALSE | 0 | FALSE | 0 | FALSE | 0 | FALSE | 0 | FALSE | 0 | FALSE | 0 | FALSE | 0 | FALSE | 0 | FALSE | 0 | FALSE | 0 | FALSE | 0 | FALSE | 0 | FALSE | 0 | FALSE | 0 | FALSE | 0 | FALSE | 0 | FALSE | 0 | FALSE | 0 | FALSE | 0 | FALSE | 0 | FALSE | 0 | FALSE | 0 | FALSE | 0 | FALSE | 0 | TRUE | 350 | FALSE | 0 | FALSE | 0 | FALSE | 0 | FALSE | 0 | FALSE | 0 | FALSE | 0 | FALSE | 0 | FALSE | 0 | FALSE | 0 | FALSE | 0 | FALSE | 0 | FALSE | 0 | FALSE | 0 | FALSE | 0 | FALSE | 0 | FALSE | 0 | FALSE | 0 | FALSE | 0 | FALSE | 0 | FALSE | 0
50 |  | 0 | 188 | FALSE | 0 | FALSE | 0 | FALSE | 0 | FALSE | 0 | FALSE | 0 | FALSE | 0 | FALSE | 0 | FALSE | 0 | FALSE | 0 | FALSE | 0 | FALSE | 0 | FALSE | 0 | FALSE | 0 | FALSE | 0 | FALSE | 0 | FALSE | 0 | FALSE | 0 | FALSE | 0 | FALSE | 0 | FALSE | 0 | FALSE | 0 | FALSE | 0 | FALSE | 0 | FALSE | 0 | FALSE | 0 | FALSE | 0 | FALSE | 0 | FALSE | 0 | FALSE | 0 | FALSE | 0 | TRUE | 350 | FALSE | 0 | FALSE | 0 | FALSE | 0 | FALSE | 0 | FALSE | 0 | FALSE | 0 | FALSE | 0 | FALSE | 0 | FALSE | 0 | FALSE | 0 | FALSE | 0 | FALSE | 0 | FALSE | 0 | FALSE | 0 | FALSE | 0 | FALSE | 0 | FALSE | 0 | FALSE | 0 | FALSE | 0 | FALSE | 0
50 |  | 0 | 187 | FALSE | 0 | FALSE | 0 | FALSE | 0 | FALSE | 0 | FALSE | 0 | FALSE | 0 | FALSE | 0 | FALSE | 0 | FALSE | 0 | FALSE | 0 | FALSE | 0 | FALSE | 0 | FALSE | 0 | FALSE | 0 | FALSE | 0 | FALSE | 0 | FALSE | 0 | FALSE | 0 | FALSE | 0 | FALSE | 0 | FALSE | 0 | FALSE | 0 | FALSE | 0 | FALSE | 0 | FALSE | 0 | FALSE | 0 | FALSE | 0 | FALSE | 0 | FALSE | 0 | FALSE | 0 | TRUE | 350 | FALSE | 0 | FALSE | 0 | FALSE | 0 | FALSE | 0 | FALSE | 0 | FALSE | 0 | FALSE | 0 | FALSE | 0 | FALSE | 0 | FALSE | 0 | FALSE | 0 | FALSE | 0 | FALSE | 0 | FALSE | 0 | FALSE | 0 | FALSE | 0 | FALSE | 0 | FALSE | 0 | FALSE | 0 | FALSE | 0
50 |  | 0 | 186 | FALSE | 0 | FALSE | 0 | FALSE | 0 | FALSE | 0 | FALSE | 0 | FALSE | 0 | FALSE | 0 | FALSE | 0 | FALSE | 0 | FALSE | 0 | FALSE | 0 | FALSE | 0 | FALSE | 0 | FALSE | 0 | FALSE | 0 | FALSE | 0 | FALSE | 0 | FALSE | 0 | FALSE | 0 | FALSE | 0 | FALSE | 0 | FALSE | 0 | FALSE | 0 | FALSE | 0 | FALSE | 0 | FALSE | 0 | FALSE | 0 | FALSE | 0 | FALSE | 0 | FALSE | 0 | TRUE | 350 | FALSE | 0 | FALSE | 0 | FALSE | 0 | FALSE | 0 | FALSE | 0 | FALSE | 0 | FALSE | 0 | FALSE | 0 | FALSE | 0 | FALSE | 0 | FALSE | 0 | FALSE | 0 | FALSE | 0 | FALSE | 0 | FALSE | 0 | FALSE | 0 | FALSE | 0 | FALSE | 0 | FALSE | 0 | FALSE | 0
50 |  | 0 | 185 | FALSE | 0 | FALSE | 0 | FALSE | 0 | FALSE | 0 | FALSE | 0 | FALSE | 0 | FALSE | 0 | FALSE | 0 | FALSE | 0 | FALSE | 0 | FALSE | 0 | FALSE | 0 | FALSE | 0 | FALSE | 0 | FALSE | 0 | FALSE | 0 | FALSE | 0 | FALSE | 0 | FALSE | 0 | FALSE | 0 | FALSE | 0 | FALSE | 0 | FALSE | 0 | FALSE | 0 | FALSE | 0 | FALSE | 0 | FALSE | 0 | FALSE | 0 | FALSE | 0 | FALSE | 0 | TRUE | 350 | FALSE | 0 | FALSE | 0 | FALSE | 0 | FALSE | 0 | FALSE | 0 | FALSE | 0 | FALSE | 0 | FALSE | 0 | FALSE | 0 | FALSE | 0 | FALSE | 0 | FALSE | 0 | FALSE | 0 | FALSE | 0 | FALSE | 0 | FALSE | 0 | FALSE | 0 | FALSE | 0 | FALSE | 0 | FALSE | 0
50 |  | 0 | 184 | FALSE | 0 | FALSE | 0 | FALSE | 0 | FALSE | 0 | FALSE | 0 | FALSE | 0 | FALSE | 0 | FALSE | 0 | FALSE | 0 | FALSE | 0 | FALSE | 0 | FALSE | 0 | FALSE | 0 | FALSE | 0 | FALSE | 0 | FALSE | 0 | FALSE | 0 | FALSE | 0 | FALSE | 0 | FALSE | 0 | FALSE | 0 | FALSE | 0 | FALSE | 0 | FALSE | 0 | FALSE | 0 | FALSE | 0 | FALSE | 0 | FALSE | 0 | FALSE | 0 | FALSE | 0 | TRUE | 350 | FALSE | 0 | FALSE | 0 | FALSE | 0 | FALSE | 0 | FALSE | 0 | FALSE | 0 | FALSE | 0 | FALSE | 0 | FALSE | 0 | FALSE | 0 | FALSE | 0 | FALSE | 0 | FALSE | 0 | FALSE | 0 | FALSE | 0 | FALSE | 0 | FALSE | 0 | FALSE | 0 | FALSE | 0 | FALSE | 0
50 |  | 0 | 183 | FALSE | 0 | FALSE | 0 | FALSE | 0 | FALSE | 0 | FALSE | 0 | FALSE | 0 | FALSE | 0 | FALSE | 0 | FALSE | 0 | FALSE | 0 | FALSE | 0 | FALSE | 0 | FALSE | 0 | FALSE | 0 | FALSE | 0 | FALSE | 0 | FALSE | 0 | FALSE | 0 | FALSE | 0 | FALSE | 0 | FALSE | 0 | FALSE | 0 | FALSE | 0 | FALSE | 0 | FALSE | 0 | FALSE | 0 | FALSE | 0 | FALSE | 0 | FALSE | 0 | FALSE | 0 | TRUE | 350 | FALSE | 0 | FALSE | 0 | FALSE | 0 | FALSE | 0 | FALSE | 0 | FALSE | 0 | FALSE | 0 | FALSE | 0 | FALSE | 0 | FALSE | 0 | FALSE | 0 | FALSE | 0 | FALSE | 0 | FALSE | 0 | FALSE | 0 | FALSE | 0 | FALSE | 0 | FALSE | 0 | FALSE | 0 | FALSE | 0
50 |  | 0 | 182 | FALSE | 0 | FALSE | 0 | FALSE | 0 | FALSE | 0 | FALSE | 0 | FALSE | 0 | FALSE | 0 | FALSE | 0 | FALSE | 0 | FALSE | 0 | FALSE | 0 | FALSE | 0 | FALSE | 0 | FALSE | 0 | FALSE | 0 | FALSE | 0 | FALSE | 0 | FALSE | 0 | FALSE | 0 | FALSE | 0 | FALSE | 0 | FALSE | 0 | FALSE | 0 | FALSE | 0 | FALSE | 0 | FALSE | 0 | FALSE | 0 | FALSE | 0 | FALSE | 0 | FALSE | 0 | TRUE | 350 | FALSE | 0 | FALSE | 0 | FALSE | 0 | FALSE | 0 | FALSE | 0 | FALSE | 0 | FALSE | 0 | FALSE | 0 | FALSE | 0 | FALSE | 0 | FALSE | 0 | FALSE | 0 | FALSE | 0 | FALSE | 0 | FALSE | 0 | FALSE | 0 | FALSE | 0 | FALSE | 0 | FALSE | 0 | FALSE | 0
50 |  | 0 | 181 | FALSE | 0 | FALSE | 0 | FALSE | 0 | FALSE | 0 | FALSE | 0 | FALSE | 0 | FALSE | 0 | FALSE | 0 | FALSE | 0 | FALSE | 0 | FALSE | 0 | FALSE | 0 | FALSE | 0 | FALSE | 0 | FALSE | 0 | FALSE | 0 | FALSE | 0 | FALSE | 0 | FALSE | 0 | FALSE | 0 | FALSE | 0 | FALSE | 0 | FALSE | 0 | FALSE | 0 | FALSE | 0 | FALSE | 0 | FALSE | 0 | FALSE | 0 | FALSE | 0 | FALSE | 0 | TRUE | 350 | FALSE | 0 | FALSE | 0 | FALSE | 0 | FALSE | 0 | FALSE | 0 | FALSE | 0 | FALSE | 0 | FALSE | 0 | FALSE | 0 | FALSE | 0 | FALSE | 0 | FALSE | 0 | FALSE | 0 | FALSE | 0 | FALSE | 0 | FALSE | 0 | FALSE | 0 | FALSE | 0 | FALSE | 0 | FALSE | 0
50 |  | 0 | 180 | FALSE | 0 | FALSE | 0 | FALSE | 0 | FALSE | 0 | FALSE | 0 | FALSE | 0 | FALSE | 0 | FALSE | 0 | FALSE | 0 | FALSE | 0 | FALSE | 0 | FALSE | 0 | FALSE | 0 | FALSE | 0 | FALSE | 0 | FALSE | 0 | FALSE | 0 | FALSE | 0 | FALSE | 0 | FALSE | 0 | FALSE | 0 | FALSE | 0 | FALSE | 0 | FALSE | 0 | FALSE | 0 | FALSE | 0 | FALSE | 0 | FALSE | 0 | FALSE | 0 | FALSE | 0 | TRUE | 350 | FALSE | 0 | FALSE | 0 | FALSE | 0 | FALSE | 0 | FALSE | 0 | FALSE | 0 | FALSE | 0 | FALSE | 0 | FALSE | 0 | FALSE | 0 | FALSE | 0 | FALSE | 0 | FALSE | 0 | FALSE | 0 | FALSE | 0 | FALSE | 0 | FALSE | 0 | FALSE | 0 | FALSE | 0 | FALSE | 0
50 |  | 0 | 179 | FALSE | 0 | FALSE | 0 | FALSE | 0 | FALSE | 0 | FALSE | 0 | FALSE | 0 | FALSE | 0 | FALSE | 0 | FALSE | 0 | FALSE | 0 | FALSE | 0 | FALSE | 0 | FALSE | 0 | FALSE | 0 | FALSE | 0 | FALSE | 0 | FALSE | 0 | FALSE | 0 | FALSE | 0 | FALSE | 0 | FALSE | 0 | FALSE | 0 | FALSE | 0 | FALSE | 0 | FALSE | 0 | FALSE | 0 | FALSE | 0 | FALSE | 0 | FALSE | 0 | FALSE | 0 | TRUE | 350 | FALSE | 0 | FALSE | 0 | FALSE | 0 | FALSE | 0 | FALSE | 0 | FALSE | 0 | FALSE | 0 | FALSE | 0 | FALSE | 0 | FALSE | 0 | FALSE | 0 | FALSE | 0 | FALSE | 0 | FALSE | 0 | FALSE | 0 | FALSE | 0 | FALSE | 0 | FALSE | 0 | FALSE | 0 | FALSE | 0
50 |  | 0 | 178 | FALSE | 0 | FALSE | 0 | FALSE | 0 | FALSE | 0 | FALSE | 0 | FALSE | 0 | FALSE | 0 | FALSE | 0 | FALSE | 0 | FALSE | 0 | FALSE | 0 | FALSE | 0 | FALSE | 0 | FALSE | 0 | FALSE | 0 | FALSE | 0 | FALSE | 0 | FALSE | 0 | FALSE | 0 | FALSE | 0 | FALSE | 0 | FALSE | 0 | FALSE | 0 | FALSE | 0 | FALSE | 0 | FALSE | 0 | FALSE | 0 | FALSE | 0 | FALSE | 0 | FALSE | 0 | TRUE | 350 | FALSE | 0 | FALSE | 0 | FALSE | 0 | FALSE | 0 | FALSE | 0 | FALSE | 0 | FALSE | 0 | FALSE | 0 | FALSE | 0 | FALSE | 0 | FALSE | 0 | FALSE | 0 | FALSE | 0 | FALSE | 0 | FALSE | 0 | FALSE | 0 | FALSE | 0 | FALSE | 0 | FALSE | 0 | FALSE | 0
50 |  | 0 | 177 | FALSE | 0 | FALSE | 0 | FALSE | 0 | FALSE | 0 | FALSE | 0 | FALSE | 0 | FALSE | 0 | FALSE | 0 | FALSE | 0 | FALSE | 0 | FALSE | 0 | FALSE | 0 | FALSE | 0 | FALSE | 0 | FALSE | 0 | FALSE | 0 | FALSE | 0 | FALSE | 0 | FALSE | 0 | FALSE | 0 | FALSE | 0 | FALSE | 0 | FALSE | 0 | FALSE | 0 | FALSE | 0 | FALSE | 0 | FALSE | 0 | FALSE | 0 | FALSE | 0 | FALSE | 0 | TRUE | 350 | FALSE | 0 | FALSE | 0 | FALSE | 0 | FALSE | 0 | FALSE | 0 | FALSE | 0 | FALSE | 0 | FALSE | 0 | FALSE | 0 | FALSE | 0 | FALSE | 0 | FALSE | 0 | FALSE | 0 | FALSE | 0 | FALSE | 0 | FALSE | 0 | FALSE | 0 | FALSE | 0 | FALSE | 0 | FALSE | 0
50 |  | 0 | 176 | FALSE | 0 | FALSE | 0 | FALSE | 0 | FALSE | 0 | FALSE | 0 | FALSE | 0 | FALSE | 0 | FALSE | 0 | FALSE | 0 | FALSE | 0 | FALSE | 0 | FALSE | 0 | FALSE | 0 | FALSE | 0 | FALSE | 0 | FALSE | 0 | FALSE | 0 | FALSE | 0 | FALSE | 0 | FALSE | 0 | FALSE | 0 | FALSE | 0 | FALSE | 0 | FALSE | 0 | FALSE | 0 | FALSE | 0 | FALSE | 0 | FALSE | 0 | FALSE | 0 | FALSE | 0 | TRUE | 350 | FALSE | 0 | FALSE | 0 | FALSE | 0 | FALSE | 0 | FALSE | 0 | FALSE | 0 | FALSE | 0 | FALSE | 0 | FALSE | 0 | FALSE | 0 | FALSE | 0 | FALSE | 0 | FALSE | 0 | FALSE | 0 | FALSE | 0 | FALSE | 0 | FALSE | 0 | FALSE | 0 | FALSE | 0 | FALSE | 0
50 |  | 0 | 175 | FALSE | 0 | FALSE | 0 | FALSE | 0 | FALSE | 0 | FALSE | 0 | FALSE | 0 | FALSE | 0 | FALSE | 0 | FALSE | 0 | FALSE | 0 | FALSE | 0 | FALSE | 0 | FALSE | 0 | FALSE | 0 | FALSE | 0 | FALSE | 0 | FALSE | 0 | FALSE | 0 | FALSE | 0 | FALSE | 0 | FALSE | 0 | FALSE | 0 | FALSE | 0 | FALSE | 0 | FALSE | 0 | FALSE | 0 | FALSE | 0 | FALSE | 0 | FALSE | 0 | FALSE | 0 | TRUE | 350 | FALSE | 0 | FALSE | 0 | FALSE | 0 | FALSE | 0 | FALSE | 0 | FALSE | 0 | FALSE | 0 | FALSE | 0 | FALSE | 0 | FALSE | 0 | FALSE | 0 | FALSE | 0 | FALSE | 0 | FALSE | 0 | FALSE | 0 | FALSE | 0 | FALSE | 0 | FALSE | 0 | FALSE | 0 | FALSE | 0
50 |  | 0 | 174 | FALSE | 0 | FALSE | 0 | FALSE | 0 | FALSE | 0 | FALSE | 0 | FALSE | 0 | FALSE | 0 | FALSE | 0 | FALSE | 0 | FALSE | 0 | FALSE | 0 | FALSE | 0 | FALSE | 0 | FALSE | 0 | FALSE | 0 | FALSE | 0 | FALSE | 0 | FALSE | 0 | FALSE | 0 | FALSE | 0 | FALSE | 0 | FALSE | 0 | FALSE | 0 | FALSE | 0 | FALSE | 0 | FALSE | 0 | FALSE | 0 | FALSE | 0 | FALSE | 0 | FALSE | 0 | TRUE | 350 | FALSE | 0 | FALSE | 0 | FALSE | 0 | FALSE | 0 | FALSE | 0 | FALSE | 0 | FALSE | 0 | FALSE | 0 | FALSE | 0 | FALSE | 0 | FALSE | 0 | FALSE | 0 | FALSE | 0 | FALSE | 0 | FALSE | 0 | FALSE | 0 | FALSE | 0 | FALSE | 0 | FALSE | 0 | FALSE | 0
50 |  | 0 | 173 | FALSE | 0 | FALSE | 0 | FALSE | 0 | FALSE | 0 | FALSE | 0 | FALSE | 0 | FALSE | 0 | FALSE | 0 | FALSE | 0 | FALSE | 0 | FALSE | 0 | FALSE | 0 | FALSE | 0 | FALSE | 0 | FALSE | 0 | FALSE | 0 | FALSE | 0 | FALSE | 0 | FALSE | 0 | FALSE | 0 | FALSE | 0 | FALSE | 0 | FALSE | 0 | FALSE | 0 | FALSE | 0 | FALSE | 0 | FALSE | 0 | FALSE | 0 | FALSE | 0 | FALSE | 0 | TRUE | 350 | FALSE | 0 | FALSE | 0 | FALSE | 0 | FALSE | 0 | FALSE | 0 | FALSE | 0 | FALSE | 0 | FALSE | 0 | FALSE | 0 | FALSE | 0 | FALSE | 0 | FALSE | 0 | FALSE | 0 | FALSE | 0 | FALSE | 0 | FALSE | 0 | FALSE | 0 | FALSE | 0 | FALSE | 0 | FALSE | 0
50 |  | 0 | 172 | FALSE | 0 | FALSE | 0 | FALSE | 0 | FALSE | 0 | FALSE | 0 | FALSE | 0 | FALSE | 0 | FALSE | 0 | FALSE | 0 | FALSE | 0 | FALSE | 0 | FALSE | 0 | FALSE | 0 | FALSE | 0 | FALSE | 0 | FALSE | 0 | FALSE | 0 | FALSE | 0 | FALSE | 0 | FALSE | 0 | FALSE | 0 | FALSE | 0 | FALSE | 0 | FALSE | 0 | FALSE | 0 | FALSE | 0 | FALSE | 0 | FALSE | 0 | FALSE | 0 | FALSE | 0 | TRUE | 350 | FALSE | 0 | FALSE | 0 | FALSE | 0 | FALSE | 0 | FALSE | 0 | FALSE | 0 | FALSE | 0 | FALSE | 0 | FALSE | 0 | FALSE | 0 | FALSE | 0 | FALSE | 0 | FALSE | 0 | FALSE | 0 | FALSE | 0 | FALSE | 0 | FALSE | 0 | FALSE | 0 | FALSE | 0 | FALSE | 0
50 |  | 0 | 171 | FALSE | 0 | FALSE | 0 | FALSE | 0 | FALSE | 0 | FALSE | 0 | FALSE | 0 | FALSE | 0 | FALSE | 0 | FALSE | 0 | FALSE | 0 | FALSE | 0 | FALSE | 0 | FALSE | 0 | FALSE | 0 | FALSE | 0 | FALSE | 0 | FALSE | 0 | FALSE | 0 | FALSE | 0 | FALSE | 0 | FALSE | 0 | FALSE | 0 | FALSE | 0 | FALSE | 0 | FALSE | 0 | FALSE | 0 | FALSE | 0 | FALSE | 0 | FALSE | 0 | FALSE | 0 | TRUE | 350 | FALSE | 0 | FALSE | 0 | FALSE | 0 | FALSE | 0 | FALSE | 0 | FALSE | 0 | FALSE | 0 | FALSE | 0 | FALSE | 0 | FALSE | 0 | FALSE | 0 | FALSE | 0 | FALSE | 0 | FALSE | 0 | FALSE | 0 | FALSE | 0 | FALSE | 0 | FALSE | 0 | FALSE | 0 | FALSE | 0
50 |  | 0 | 170 | FALSE | 0 | FALSE | 0 | FALSE | 0 | FALSE | 0 | FALSE | 0 | FALSE | 0 | FALSE | 0 | FALSE | 0 | FALSE | 0 | FALSE | 0 | FALSE | 0 | FALSE | 0 | FALSE | 0 | FALSE | 0 | FALSE | 0 | FALSE | 0 | FALSE | 0 | FALSE | 0 | FALSE | 0 | FALSE | 0 | FALSE | 0 | FALSE | 0 | FALSE | 0 | FALSE | 0 | FALSE | 0 | FALSE | 0 | FALSE | 0 | FALSE | 0 | FALSE | 0 | FALSE | 0 | TRUE | 350 | FALSE | 0 | FALSE | 0 | FALSE | 0 | FALSE | 0 | FALSE | 0 | FALSE | 0 | FALSE | 0 | FALSE | 0 | FALSE | 0 | FALSE | 0 | FALSE | 0 | FALSE | 0 | FALSE | 0 | FALSE | 0 | FALSE | 0 | FALSE | 0 | FALSE | 0 | FALSE | 0 | FALSE | 0 | FALSE | 0
50 |  | 0 | 169 | FALSE | 0 | FALSE | 0 | FALSE | 0 | FALSE | 0 | FALSE | 0 | FALSE | 0 | FALSE | 0 | FALSE | 0 | FALSE | 0 | FALSE | 0 | FALSE | 0 | FALSE | 0 | FALSE | 0 | FALSE | 0 | FALSE | 0 | FALSE | 0 | FALSE | 0 | FALSE | 0 | FALSE | 0 | FALSE | 0 | FALSE | 0 | FALSE | 0 | FALSE | 0 | FALSE | 0 | FALSE | 0 | FALSE | 0 | FALSE | 0 | FALSE | 0 | FALSE | 0 | FALSE | 0 | TRUE | 350 | FALSE | 0 | FALSE | 0 | FALSE | 0 | FALSE | 0 | FALSE | 0 | FALSE | 0 | FALSE | 0 | FALSE | 0 | FALSE | 0 | FALSE | 0 | FALSE | 0 | FALSE | 0 | FALSE | 0 | FALSE | 0 | FALSE | 0 | FALSE | 0 | FALSE | 0 | FALSE | 0 | FALSE | 0 | FALSE | 0
50 |  | 0 | 168 | FALSE | 0 | FALSE | 0 | FALSE | 0 | FALSE | 0 | FALSE | 0 | FALSE | 0 | FALSE | 0 | FALSE | 0 | FALSE | 0 | FALSE | 0 | FALSE | 0 | FALSE | 0 | FALSE | 0 | FALSE | 0 | FALSE | 0 | FALSE | 0 | FALSE | 0 | FALSE | 0 | FALSE | 0 | FALSE | 0 | FALSE | 0 | FALSE | 0 | FALSE | 0 | FALSE | 0 | FALSE | 0 | FALSE | 0 | FALSE | 0 | FALSE | 0 | FALSE | 0 | FALSE | 0 | TRUE | 350 | FALSE | 0 | FALSE | 0 | FALSE | 0 | FALSE | 0 | FALSE | 0 | FALSE | 0 | FALSE | 0 | FALSE | 0 | FALSE | 0 | FALSE | 0 | FALSE | 0 | FALSE | 0 | FALSE | 0 | FALSE | 0 | FALSE | 0 | FALSE | 0 | FALSE | 0 | FALSE | 0 | FALSE | 0 | FALSE | 0
50 |  | 0 | 167 | FALSE | 0 | FALSE | 0 | FALSE | 0 | FALSE | 0 | FALSE | 0 | FALSE | 0 | FALSE | 0 | FALSE | 0 | FALSE | 0 | FALSE | 0 | FALSE | 0 | FALSE | 0 | FALSE | 0 | FALSE | 0 | FALSE | 0 | FALSE | 0 | FALSE | 0 | FALSE | 0 | FALSE | 0 | FALSE | 0 | FALSE | 0 | FALSE | 0 | FALSE | 0 | FALSE | 0 | FALSE | 0 | FALSE | 0 | FALSE | 0 | FALSE | 0 | FALSE | 0 | FALSE | 0 | TRUE | 350 | FALSE | 0 | FALSE | 0 | FALSE | 0 | FALSE | 0 | FALSE | 0 | FALSE | 0 | FALSE | 0 | FALSE | 0 | FALSE | 0 | FALSE | 0 | FALSE | 0 | FALSE | 0 | FALSE | 0 | FALSE | 0 | FALSE | 0 | FALSE | 0 | FALSE | 0 | FALSE | 0 | FALSE | 0 | FALSE | 0
50 |  | 0 | 166 | FALSE | 0 | FALSE | 0 | FALSE | 0 | FALSE | 0 | FALSE | 0 | FALSE | 0 | FALSE | 0 | FALSE | 0 | FALSE | 0 | FALSE | 0 | FALSE | 0 | FALSE | 0 | FALSE | 0 | FALSE | 0 | FALSE | 0 | FALSE | 0 | FALSE | 0 | FALSE | 0 | FALSE | 0 | FALSE | 0 | FALSE | 0 | FALSE | 0 | FALSE | 0 | FALSE | 0 | FALSE | 0 | FALSE | 0 | FALSE | 0 | FALSE | 0 | FALSE | 0 | FALSE | 0 | TRUE | 350 | FALSE | 0 | FALSE | 0 | FALSE | 0 | FALSE | 0 | FALSE | 0 | FALSE | 0 | FALSE | 0 | FALSE | 0 | FALSE | 0 | FALSE | 0 | FALSE | 0 | FALSE | 0 | FALSE | 0 | FALSE | 0 | FALSE | 0 | FALSE | 0 | FALSE | 0 | FALSE | 0 | FALSE | 0 | FALSE | 0
50 |  | 0 | 165 | FALSE | 0 | FALSE | 0 | FALSE | 0 | FALSE | 0 | FALSE | 0 | FALSE | 0 | FALSE | 0 | FALSE | 0 | FALSE | 0 | FALSE | 0 | FALSE | 0 | FALSE | 0 | FALSE | 0 | FALSE | 0 | FALSE | 0 | FALSE | 0 | FALSE | 0 | FALSE | 0 | FALSE | 0 | FALSE | 0 | FALSE | 0 | FALSE | 0 | FALSE | 0 | FALSE | 0 | FALSE | 0 | FALSE | 0 | FALSE | 0 | FALSE | 0 | FALSE | 0 | FALSE | 0 | TRUE | 350 | FALSE | 0 | FALSE | 0 | FALSE | 0 | FALSE | 0 | FALSE | 0 | FALSE | 0 | FALSE | 0 | FALSE | 0 | FALSE | 0 | FALSE | 0 | FALSE | 0 | FALSE | 0 | FALSE | 0 | FALSE | 0 | FALSE | 0 | FALSE | 0 | FALSE | 0 | FALSE | 0 | FALSE | 0 | FALSE | 0
50 |  | 0 | 164 | FALSE | 0 | FALSE | 0 | FALSE | 0 | FALSE | 0 | FALSE | 0 | FALSE | 0 | FALSE | 0 | FALSE | 0 | FALSE | 0 | FALSE | 0 | FALSE | 0 | FALSE | 0 | FALSE | 0 | FALSE | 0 | FALSE | 0 | FALSE | 0 | FALSE | 0 | FALSE | 0 | FALSE | 0 | FALSE | 0 | FALSE | 0 | FALSE | 0 | FALSE | 0 | FALSE | 0 | FALSE | 0 | FALSE | 0 | FALSE | 0 | FALSE | 0 | FALSE | 0 | FALSE | 0 | TRUE | 350 | FALSE | 0 | FALSE | 0 | FALSE | 0 | FALSE | 0 | FALSE | 0 | FALSE | 0 | FALSE | 0 | FALSE | 0 | FALSE | 0 | FALSE | 0 | FALSE | 0 | FALSE | 0 | FALSE | 0 | FALSE | 0 | FALSE | 0 | FALSE | 0 | FALSE | 0 | FALSE | 0 | FALSE | 0 | FALSE | 0
50 |  | 0 | 163 | FALSE | 0 | FALSE | 0 | FALSE | 0 | FALSE | 0 | FALSE | 0 | FALSE | 0 | FALSE | 0 | FALSE | 0 | FALSE | 0 | FALSE | 0 | FALSE | 0 | FALSE | 0 | FALSE | 0 | FALSE | 0 | FALSE | 0 | FALSE | 0 | FALSE | 0 | FALSE | 0 | FALSE | 0 | FALSE | 0 | FALSE | 0 | FALSE | 0 | FALSE | 0 | FALSE | 0 | FALSE | 0 | FALSE | 0 | FALSE | 0 | FALSE | 0 | FALSE | 0 | FALSE | 0 | TRUE | 350 | FALSE | 0 | FALSE | 0 | FALSE | 0 | FALSE | 0 | FALSE | 0 | FALSE | 0 | FALSE | 0 | FALSE | 0 | FALSE | 0 | FALSE | 0 | FALSE | 0 | FALSE | 0 | FALSE | 0 | FALSE | 0 | FALSE | 0 | FALSE | 0 | FALSE | 0 | FALSE | 0 | FALSE | 0 | FALSE | 0
50 |  | 0 | 162 | FALSE | 0 | FALSE | 0 | FALSE | 0 | FALSE | 0 | FALSE | 0 | FALSE | 0 | FALSE | 0 | FALSE | 0 | FALSE | 0 | FALSE | 0 | FALSE | 0 | FALSE | 0 | FALSE | 0 | FALSE | 0 | FALSE | 0 | FALSE | 0 | FALSE | 0 | FALSE | 0 | FALSE | 0 | FALSE | 0 | FALSE | 0 | FALSE | 0 | FALSE | 0 | FALSE | 0 | FALSE | 0 | FALSE | 0 | FALSE | 0 | FALSE | 0 | FALSE | 0 | FALSE | 0 | TRUE | 350 | FALSE | 0 | FALSE | 0 | FALSE | 0 | FALSE | 0 | FALSE | 0 | FALSE | 0 | FALSE | 0 | FALSE | 0 | FALSE | 0 | FALSE | 0 | FALSE | 0 | FALSE | 0 | FALSE | 0 | FALSE | 0 | FALSE | 0 | FALSE | 0 | FALSE | 0 | FALSE | 0 | FALSE | 0 | FALSE | 0
50 |  | 0 | 161 | FALSE | 0 | FALSE | 0 | FALSE | 0 | FALSE | 0 | FALSE | 0 | FALSE | 0 | FALSE | 0 | FALSE | 0 | FALSE | 0 | FALSE | 0 | FALSE | 0 | FALSE | 0 | FALSE | 0 | FALSE | 0 | FALSE | 0 | FALSE | 0 | FALSE | 0 | FALSE | 0 | FALSE | 0 | FALSE | 0 | FALSE | 0 | FALSE | 0 | FALSE | 0 | FALSE | 0 | FALSE | 0 | FALSE | 0 | FALSE | 0 | FALSE | 0 | FALSE | 0 | FALSE | 0 | TRUE | 350 | FALSE | 0 | FALSE | 0 | FALSE | 0 | FALSE | 0 | FALSE | 0 | FALSE | 0 | FALSE | 0 | FALSE | 0 | FALSE | 0 | FALSE | 0 | FALSE | 0 | FALSE | 0 | FALSE | 0 | FALSE | 0 | FALSE | 0 | FALSE | 0 | FALSE | 0 | FALSE | 0 | FALSE | 0 | FALSE | 0
50 |  | 0 | 160 | FALSE | 0 | FALSE | 0 | FALSE | 0 | FALSE | 0 | FALSE | 0 | FALSE | 0 | FALSE | 0 | FALSE | 0 | FALSE | 0 | FALSE | 0 | FALSE | 0 | FALSE | 0 | FALSE | 0 | FALSE | 0 | FALSE | 0 | FALSE | 0 | FALSE | 0 | FALSE | 0 | FALSE | 0 | FALSE | 0 | FALSE | 0 | FALSE | 0 | FALSE | 0 | FALSE | 0 | FALSE | 0 | FALSE | 0 | FALSE | 0 | FALSE | 0 | FALSE | 0 | FALSE | 0 | TRUE | 350 | FALSE | 0 | FALSE | 0 | FALSE | 0 | FALSE | 0 | FALSE | 0 | FALSE | 0 | FALSE | 0 | FALSE | 0 | FALSE | 0 | FALSE | 0 | FALSE | 0 | FALSE | 0 | FALSE | 0 | FALSE | 0 | FALSE | 0 | FALSE | 0 | FALSE | 0 | FALSE | 0 | FALSE | 0 | FALSE | 0
50 |  | 0 | 159 | FALSE | 0 | FALSE | 0 | FALSE | 0 | FALSE | 0 | FALSE | 0 | FALSE | 0 | FALSE | 0 | FALSE | 0 | FALSE | 0 | FALSE | 0 | FALSE | 0 | FALSE | 0 | FALSE | 0 | FALSE | 0 | FALSE | 0 | FALSE | 0 | FALSE | 0 | FALSE | 0 | FALSE | 0 | FALSE | 0 | FALSE | 0 | FALSE | 0 | FALSE | 0 | FALSE | 0 | FALSE | 0 | FALSE | 0 | FALSE | 0 | FALSE | 0 | FALSE | 0 | FALSE | 0 | TRUE | 350 | FALSE | 0 | FALSE | 0 | FALSE | 0 | FALSE | 0 | FALSE | 0 | FALSE | 0 | FALSE | 0 | FALSE | 0 | FALSE | 0 | FALSE | 0 | FALSE | 0 | FALSE | 0 | FALSE | 0 | FALSE | 0 | FALSE | 0 | FALSE | 0 | FALSE | 0 | FALSE | 0 | FALSE | 0 | FALSE | 0
50 |  | 0 | 158 | FALSE | 0 | FALSE | 0 | FALSE | 0 | FALSE | 0 | FALSE | 0 | FALSE | 0 | FALSE | 0 | FALSE | 0 | FALSE | 0 | FALSE | 0 | FALSE | 0 | FALSE | 0 | FALSE | 0 | FALSE | 0 | FALSE | 0 | FALSE | 0 | FALSE | 0 | FALSE | 0 | FALSE | 0 | FALSE | 0 | FALSE | 0 | FALSE | 0 | FALSE | 0 | FALSE | 0 | FALSE | 0 | FALSE | 0 | FALSE | 0 | FALSE | 0 | FALSE | 0 | FALSE | 0 | TRUE | 350 | FALSE | 0 | FALSE | 0 | FALSE | 0 | FALSE | 0 | FALSE | 0 | FALSE | 0 | FALSE | 0 | FALSE | 0 | FALSE | 0 | FALSE | 0 | FALSE | 0 | FALSE | 0 | FALSE | 0 | FALSE | 0 | FALSE | 0 | FALSE | 0 | FALSE | 0 | FALSE | 0 | FALSE | 0 | FALSE | 0
50 |  | 0 | 157 | FALSE | 0 | FALSE | 0 | FALSE | 0 | FALSE | 0 | FALSE | 0 | FALSE | 0 | FALSE | 0 | FALSE | 0 | FALSE | 0 | FALSE | 0 | FALSE | 0 | FALSE | 0 | FALSE | 0 | FALSE | 0 | FALSE | 0 | FALSE | 0 | FALSE | 0 | FALSE | 0 | FALSE | 0 | FALSE | 0 | FALSE | 0 | FALSE | 0 | FALSE | 0 | FALSE | 0 | FALSE | 0 | FALSE | 0 | FALSE | 0 | FALSE | 0 | FALSE | 0 | FALSE | 0 | TRUE | 350 | FALSE | 0 | FALSE | 0 | FALSE | 0 | FALSE | 0 | FALSE | 0 | FALSE | 0 | FALSE | 0 | FALSE | 0 | FALSE | 0 | FALSE | 0 | FALSE | 0 | FALSE | 0 | FALSE | 0 | FALSE | 0 | FALSE | 0 | FALSE | 0 | FALSE | 0 | FALSE | 0 | FALSE | 0 | FALSE | 0
50 |  | 0 | 156 | FALSE | 0 | FALSE | 0 | FALSE | 0 | FALSE | 0 | FALSE | 0 | FALSE | 0 | FALSE | 0 | FALSE | 0 | FALSE | 0 | FALSE | 0 | FALSE | 0 | FALSE | 0 | FALSE | 0 | FALSE | 0 | FALSE | 0 | FALSE | 0 | FALSE | 0 | FALSE | 0 | FALSE | 0 | FALSE | 0 | FALSE | 0 | FALSE | 0 | FALSE | 0 | FALSE | 0 | FALSE | 0 | FALSE | 0 | FALSE | 0 | FALSE | 0 | FALSE | 0 | FALSE | 0 | TRUE | 350 | FALSE | 0 | FALSE | 0 | FALSE | 0 | FALSE | 0 | FALSE | 0 | FALSE | 0 | FALSE | 0 | FALSE | 0 | FALSE | 0 | FALSE | 0 | FALSE | 0 | FALSE | 0 | FALSE | 0 | FALSE | 0 | FALSE | 0 | FALSE | 0 | FALSE | 0 | FALSE | 0 | FALSE | 0 | FALSE | 0
50 |  | 0 | 155 | FALSE | 0 | FALSE | 0 | FALSE | 0 | FALSE | 0 | FALSE | 0 | FALSE | 0 | FALSE | 0 | FALSE | 0 | FALSE | 0 | FALSE | 0 | FALSE | 0 | FALSE | 0 | FALSE | 0 | FALSE | 0 | FALSE | 0 | FALSE | 0 | FALSE | 0 | FALSE | 0 | FALSE | 0 | FALSE | 0 | FALSE | 0 | FALSE | 0 | FALSE | 0 | FALSE | 0 | FALSE | 0 | FALSE | 0 | FALSE | 0 | FALSE | 0 | FALSE | 0 | FALSE | 0 | TRUE | 350 | FALSE | 0 | FALSE | 0 | FALSE | 0 | FALSE | 0 | FALSE | 0 | FALSE | 0 | FALSE | 0 | FALSE | 0 | FALSE | 0 | FALSE | 0 | FALSE | 0 | FALSE | 0 | FALSE | 0 | FALSE | 0 | FALSE | 0 | FALSE | 0 | FALSE | 0 | FALSE | 0 | FALSE | 0 | FALSE | 0
50 |  | 0 | 154 | FALSE | 0 | FALSE | 0 | FALSE | 0 | FALSE | 0 | FALSE | 0 | FALSE | 0 | FALSE | 0 | FALSE | 0 | FALSE | 0 | FALSE | 0 | FALSE | 0 | FALSE | 0 | FALSE | 0 | FALSE | 0 | FALSE | 0 | FALSE | 0 | FALSE | 0 | FALSE | 0 | FALSE | 0 | FALSE | 0 | FALSE | 0 | FALSE | 0 | FALSE | 0 | FALSE | 0 | FALSE | 0 | FALSE | 0 | FALSE | 0 | FALSE | 0 | FALSE | 0 | FALSE | 0 | TRUE | 350 | FALSE | 0 | FALSE | 0 | FALSE | 0 | FALSE | 0 | FALSE | 0 | FALSE | 0 | FALSE | 0 | FALSE | 0 | FALSE | 0 | FALSE | 0 | FALSE | 0 | FALSE | 0 | FALSE | 0 | FALSE | 0 | FALSE | 0 | FALSE | 0 | FALSE | 0 | FALSE | 0 | FALSE | 0 | FALSE | 0
50 |  | 0 | 153 | FALSE | 0 | FALSE | 0 | FALSE | 0 | FALSE | 0 | FALSE | 0 | FALSE | 0 | FALSE | 0 | FALSE | 0 | FALSE | 0 | FALSE | 0 | FALSE | 0 | FALSE | 0 | FALSE | 0 | FALSE | 0 | FALSE | 0 | FALSE | 0 | FALSE | 0 | FALSE | 0 | FALSE | 0 | FALSE | 0 | FALSE | 0 | FALSE | 0 | FALSE | 0 | FALSE | 0 | FALSE | 0 | FALSE | 0 | FALSE | 0 | FALSE | 0 | FALSE | 0 | FALSE | 0 | TRUE | 350 | FALSE | 0 | FALSE | 0 | FALSE | 0 | FALSE | 0 | FALSE | 0 | FALSE | 0 | FALSE | 0 | FALSE | 0 | FALSE | 0 | FALSE | 0 | FALSE | 0 | FALSE | 0 | FALSE | 0 | FALSE | 0 | FALSE | 0 | FALSE | 0 | FALSE | 0 | FALSE | 0 | FALSE | 0 | FALSE | 0
50 |  | 0 | 152 | FALSE | 0 | FALSE | 0 | FALSE | 0 | FALSE | 0 | FALSE | 0 | FALSE | 0 | FALSE | 0 | FALSE | 0 | FALSE | 0 | FALSE | 0 | FALSE | 0 | FALSE | 0 | FALSE | 0 | FALSE | 0 | FALSE | 0 | FALSE | 0 | FALSE | 0 | FALSE | 0 | FALSE | 0 | FALSE | 0 | FALSE | 0 | FALSE | 0 | FALSE | 0 | FALSE | 0 | FALSE | 0 | FALSE | 0 | FALSE | 0 | FALSE | 0 | FALSE | 0 | FALSE | 0 | TRUE | 350 | FALSE | 0 | FALSE | 0 | FALSE | 0 | FALSE | 0 | FALSE | 0 | FALSE | 0 | FALSE | 0 | FALSE | 0 | FALSE | 0 | FALSE | 0 | FALSE | 0 | FALSE | 0 | FALSE | 0 | FALSE | 0 | FALSE | 0 | FALSE | 0 | FALSE | 0 | FALSE | 0 | FALSE | 0 | FALSE | 0
50 |  | 0 | 151 | FALSE | 0 | FALSE | 0 | FALSE | 0 | FALSE | 0 | FALSE | 0 | FALSE | 0 | FALSE | 0 | FALSE | 0 | FALSE | 0 | FALSE | 0 | FALSE | 0 | FALSE | 0 | FALSE | 0 | FALSE | 0 | FALSE | 0 | FALSE | 0 | FALSE | 0 | FALSE | 0 | FALSE | 0 | FALSE | 0 | FALSE | 0 | FALSE | 0 | FALSE | 0 | FALSE | 0 | FALSE | 0 | FALSE | 0 | FALSE | 0 | FALSE | 0 | FALSE | 0 | FALSE | 0 | TRUE | 350 | FALSE | 0 | FALSE | 0 | FALSE | 0 | FALSE | 0 | FALSE | 0 | FALSE | 0 | FALSE | 0 | FALSE | 0 | FALSE | 0 | FALSE | 0 | FALSE | 0 | FALSE | 0 | FALSE | 0 | FALSE | 0 | FALSE | 0 | FALSE | 0 | FALSE | 0 | FALSE | 0 | FALSE | 0 | FALSE | 0
50 |  | 0 | 150 | FALSE | 0 | FALSE | 0 | FALSE | 0 | FALSE | 0 | FALSE | 0 | FALSE | 0 | FALSE | 0 | FALSE | 0 | FALSE | 0 | FALSE | 0 | FALSE | 0 | FALSE | 0 | FALSE | 0 | FALSE | 0 | FALSE | 0 | FALSE | 0 | FALSE | 0 | FALSE | 0 | FALSE | 0 | FALSE | 0 | FALSE | 0 | FALSE | 0 | FALSE | 0 | FALSE | 0 | FALSE | 0 | FALSE | 0 | FALSE | 0 | FALSE | 0 | FALSE | 0 | FALSE | 0 | TRUE | 350 | FALSE | 0 | FALSE | 0 | FALSE | 0 | FALSE | 0 | FALSE | 0 | FALSE | 0 | FALSE | 0 | FALSE | 0 | FALSE | 0 | FALSE | 0 | FALSE | 0 | FALSE | 0 | FALSE | 0 | FALSE | 0 | FALSE | 0 | FALSE | 0 | FALSE | 0 | FALSE | 0 | FALSE | 0 | FALSE | 0
50 |  | 0 | 149 | FALSE | 0 | FALSE | 0 | FALSE | 0 | FALSE | 0 | FALSE | 0 | FALSE | 0 | FALSE | 0 | FALSE | 0 | FALSE | 0 | FALSE | 0 | FALSE | 0 | FALSE | 0 | FALSE | 0 | FALSE | 0 | FALSE | 0 | FALSE | 0 | FALSE | 0 | FALSE | 0 | FALSE | 0 | FALSE | 0 | FALSE | 0 | FALSE | 0 | FALSE | 0 | FALSE | 0 | FALSE | 0 | FALSE | 0 | FALSE | 0 | FALSE | 0 | FALSE | 0 | FALSE | 0 | TRUE | 350 | FALSE | 0 | FALSE | 0 | FALSE | 0 | FALSE | 0 | FALSE | 0 | FALSE | 0 | FALSE | 0 | FALSE | 0 | FALSE | 0 | FALSE | 0 | FALSE | 0 | FALSE | 0 | FALSE | 0 | FALSE | 0 | FALSE | 0 | FALSE | 0 | FALSE | 0 | FALSE | 0 | FALSE | 0 | FALSE | 0
50 |  | 0 | 148 | FALSE | 0 | FALSE | 0 | FALSE | 0 | FALSE | 0 | FALSE | 0 | FALSE | 0 | FALSE | 0 | FALSE | 0 | FALSE | 0 | FALSE | 0 | FALSE | 0 | FALSE | 0 | FALSE | 0 | FALSE | 0 | FALSE | 0 | FALSE | 0 | FALSE | 0 | FALSE | 0 | FALSE | 0 | FALSE | 0 | FALSE | 0 | FALSE | 0 | FALSE | 0 | FALSE | 0 | FALSE | 0 | FALSE | 0 | FALSE | 0 | FALSE | 0 | FALSE | 0 | FALSE | 0 | TRUE | 350 | FALSE | 0 | FALSE | 0 | FALSE | 0 | FALSE | 0 | FALSE | 0 | FALSE | 0 | FALSE | 0 | FALSE | 0 | FALSE | 0 | FALSE | 0 | FALSE | 0 | FALSE | 0 | FALSE | 0 | FALSE | 0 | FALSE | 0 | FALSE | 0 | FALSE | 0 | FALSE | 0 | FALSE | 0 | FALSE | 0
50 |  | 0 | 147 | FALSE | 0 | FALSE | 0 | FALSE | 0 | FALSE | 0 | FALSE | 0 | FALSE | 0 | FALSE | 0 | FALSE | 0 | FALSE | 0 | FALSE | 0 | FALSE | 0 | FALSE | 0 | FALSE | 0 | FALSE | 0 | FALSE | 0 | FALSE | 0 | FALSE | 0 | FALSE | 0 | FALSE | 0 | FALSE | 0 | FALSE | 0 | FALSE | 0 | FALSE | 0 | FALSE | 0 | FALSE | 0 | FALSE | 0 | FALSE | 0 | FALSE | 0 | FALSE | 0 | FALSE | 0 | TRUE | 350 | FALSE | 0 | FALSE | 0 | FALSE | 0 | FALSE | 0 | FALSE | 0 | FALSE | 0 | FALSE | 0 | FALSE | 0 | FALSE | 0 | FALSE | 0 | FALSE | 0 | FALSE | 0 | FALSE | 0 | FALSE | 0 | FALSE | 0 | FALSE | 0 | FALSE | 0 | FALSE | 0 | FALSE | 0 | FALSE | 0
50 |  | 0 | 146 | FALSE | 0 | FALSE | 0 | FALSE | 0 | FALSE | 0 | FALSE | 0 | FALSE | 0 | FALSE | 0 | FALSE | 0 | FALSE | 0 | FALSE | 0 | FALSE | 0 | FALSE | 0 | FALSE | 0 | FALSE | 0 | FALSE | 0 | FALSE | 0 | FALSE | 0 | FALSE | 0 | FALSE | 0 | FALSE | 0 | FALSE | 0 | FALSE | 0 | FALSE | 0 | FALSE | 0 | FALSE | 0 | FALSE | 0 | FALSE | 0 | FALSE | 0 | FALSE | 0 | FALSE | 0 | TRUE | 350 | FALSE | 0 | FALSE | 0 | FALSE | 0 | FALSE | 0 | FALSE | 0 | FALSE | 0 | FALSE | 0 | FALSE | 0 | FALSE | 0 | FALSE | 0 | FALSE | 0 | FALSE | 0 | FALSE | 0 | FALSE | 0 | FALSE | 0 | FALSE | 0 | FALSE | 0 | FALSE | 0 | FALSE | 0 | FALSE | 0
50 |  | 0 | 145 | FALSE | 0 | FALSE | 0 | FALSE | 0 | FALSE | 0 | FALSE | 0 | FALSE | 0 | FALSE | 0 | FALSE | 0 | FALSE | 0 | FALSE | 0 | FALSE | 0 | FALSE | 0 | FALSE | 0 | FALSE | 0 | FALSE | 0 | FALSE | 0 | FALSE | 0 | FALSE | 0 | FALSE | 0 | FALSE | 0 | FALSE | 0 | FALSE | 0 | FALSE | 0 | FALSE | 0 | FALSE | 0 | FALSE | 0 | FALSE | 0 | FALSE | 0 | FALSE | 0 | FALSE | 0 | TRUE | 350 | FALSE | 0 | FALSE | 0 | FALSE | 0 | FALSE | 0 | FALSE | 0 | FALSE | 0 | FALSE | 0 | FALSE | 0 | FALSE | 0 | FALSE | 0 | FALSE | 0 | FALSE | 0 | FALSE | 0 | FALSE | 0 | FALSE | 0 | FALSE | 0 | FALSE | 0 | FALSE | 0 | FALSE | 0 | FALSE | 0
50 |  | 0 | 144 | FALSE | 0 | FALSE | 0 | FALSE | 0 | FALSE | 0 | FALSE | 0 | FALSE | 0 | FALSE | 0 | FALSE | 0 | FALSE | 0 | FALSE | 0 | FALSE | 0 | FALSE | 0 | FALSE | 0 | FALSE | 0 | FALSE | 0 | FALSE | 0 | FALSE | 0 | FALSE | 0 | FALSE | 0 | FALSE | 0 | FALSE | 0 | FALSE | 0 | FALSE | 0 | FALSE | 0 | FALSE | 0 | FALSE | 0 | FALSE | 0 | FALSE | 0 | FALSE | 0 | FALSE | 0 | TRUE | 250 | FALSE | 0 | FALSE | 0 | FALSE | 0 | FALSE | 0 | FALSE | 0 | FALSE | 0 | FALSE | 0 | FALSE | 0 | FALSE | 0 | FALSE | 0 | FALSE | 0 | FALSE | 0 | FALSE | 0 | FALSE | 0 | FALSE | 0 | FALSE | 0 | FALSE | 0 | FALSE | 0 | FALSE | 0 | FALSE | 0
50 |  | 0 | 143 | FALSE | 0 | FALSE | 0 | FALSE | 0 | FALSE | 0 | FALSE | 0 | FALSE | 0 | FALSE | 0 | FALSE | 0 | FALSE | 0 | FALSE | 0 | FALSE | 0 | FALSE | 0 | FALSE | 0 | FALSE | 0 | FALSE | 0 | FALSE | 0 | FALSE | 0 | FALSE | 0 | FALSE | 0 | FALSE | 0 | FALSE | 0 | FALSE | 0 | FALSE | 0 | FALSE | 0 | FALSE | 0 | FALSE | 0 | FALSE | 0 | FALSE | 0 | FALSE | 0 | FALSE | 0 | TRUE | 250 | FALSE | 0 | FALSE | 0 | FALSE | 0 | FALSE | 0 | FALSE | 0 | FALSE | 0 | FALSE | 0 | FALSE | 0 | FALSE | 0 | FALSE | 0 | FALSE | 0 | FALSE | 0 | FALSE | 0 | FALSE | 0 | FALSE | 0 | FALSE | 0 | FALSE | 0 | FALSE | 0 | FALSE | 0 | FALSE | 0
50 |  | 0 | 142 | FALSE | 0 | FALSE | 0 | FALSE | 0 | FALSE | 0 | FALSE | 0 | FALSE | 0 | FALSE | 0 | FALSE | 0 | FALSE | 0 | FALSE | 0 | FALSE | 0 | FALSE | 0 | FALSE | 0 | FALSE | 0 | FALSE | 0 | FALSE | 0 | FALSE | 0 | FALSE | 0 | FALSE | 0 | FALSE | 0 | FALSE | 0 | FALSE | 0 | FALSE | 0 | FALSE | 0 | FALSE | 0 | FALSE | 0 | FALSE | 0 | FALSE | 0 | FALSE | 0 | FALSE | 0 | TRUE | 250 | FALSE | 0 | FALSE | 0 | FALSE | 0 | FALSE | 0 | FALSE | 0 | FALSE | 0 | FALSE | 0 | FALSE | 0 | FALSE | 0 | FALSE | 0 | FALSE | 0 | FALSE | 0 | FALSE | 0 | FALSE | 0 | FALSE | 0 | FALSE | 0 | FALSE | 0 | FALSE | 0 | FALSE | 0 | FALSE | 0
50 |  | 0 | 141 | FALSE | 0 | FALSE | 0 | FALSE | 0 | FALSE | 0 | FALSE | 0 | FALSE | 0 | FALSE | 0 | FALSE | 0 | FALSE | 0 | FALSE | 0 | FALSE | 0 | FALSE | 0 | FALSE | 0 | FALSE | 0 | FALSE | 0 | FALSE | 0 | FALSE | 0 | FALSE | 0 | FALSE | 0 | FALSE | 0 | FALSE | 0 | FALSE | 0 | FALSE | 0 | FALSE | 0 | FALSE | 0 | FALSE | 0 | FALSE | 0 | FALSE | 0 | FALSE | 0 | FALSE | 0 | TRUE | 250 | FALSE | 0 | FALSE | 0 | FALSE | 0 | FALSE | 0 | FALSE | 0 | FALSE | 0 | FALSE | 0 | FALSE | 0 | FALSE | 0 | FALSE | 0 | FALSE | 0 | FALSE | 0 | FALSE | 0 | FALSE | 0 | FALSE | 0 | FALSE | 0 | FALSE | 0 | FALSE | 0 | FALSE | 0 | FALSE | 0
50 |  | 0 | 140 | FALSE | 0 | FALSE | 0 | FALSE | 0 | FALSE | 0 | FALSE | 0 | FALSE | 0 | FALSE | 0 | FALSE | 0 | FALSE | 0 | FALSE | 0 | FALSE | 0 | FALSE | 0 | FALSE | 0 | FALSE | 0 | FALSE | 0 | FALSE | 0 | FALSE | 0 | FALSE | 0 | FALSE | 0 | FALSE | 0 | FALSE | 0 | FALSE | 0 | FALSE | 0 | FALSE | 0 | FALSE | 0 | FALSE | 0 | FALSE | 0 | FALSE | 0 | FALSE | 0 | FALSE | 0 | TRUE | 250 | FALSE | 0 | FALSE | 0 | FALSE | 0 | FALSE | 0 | FALSE | 0 | FALSE | 0 | FALSE | 0 | FALSE | 0 | FALSE | 0 | FALSE | 0 | FALSE | 0 | FALSE | 0 | FALSE | 0 | FALSE | 0 | FALSE | 0 | FALSE | 0 | FALSE | 0 | FALSE | 0 | FALSE | 0 | FALSE | 0
50 |  | 0 | 139 | FALSE | 0 | FALSE | 0 | FALSE | 0 | FALSE | 0 | FALSE | 0 | FALSE | 0 | FALSE | 0 | FALSE | 0 | FALSE | 0 | FALSE | 0 | FALSE | 0 | FALSE | 0 | FALSE | 0 | FALSE | 0 | FALSE | 0 | FALSE | 0 | FALSE | 0 | FALSE | 0 | FALSE | 0 | FALSE | 0 | FALSE | 0 | FALSE | 0 | FALSE | 0 | FALSE | 0 | FALSE | 0 | FALSE | 0 | FALSE | 0 | FALSE | 0 | FALSE | 0 | FALSE | 0 | TRUE | 250 | FALSE | 0 | FALSE | 0 | FALSE | 0 | FALSE | 0 | FALSE | 0 | FALSE | 0 | FALSE | 0 | FALSE | 0 | FALSE | 0 | FALSE | 0 | FALSE | 0 | FALSE | 0 | FALSE | 0 | FALSE | 0 | FALSE | 0 | FALSE | 0 | FALSE | 0 | FALSE | 0 | FALSE | 0 | FALSE | 0
50 |  | 0 | 138 | FALSE | 0 | FALSE | 0 | FALSE | 0 | FALSE | 0 | FALSE | 0 | FALSE | 0 | FALSE | 0 | FALSE | 0 | FALSE | 0 | FALSE | 0 | FALSE | 0 | FALSE | 0 | FALSE | 0 | FALSE | 0 | FALSE | 0 | FALSE | 0 | FALSE | 0 | FALSE | 0 | FALSE | 0 | FALSE | 0 | FALSE | 0 | FALSE | 0 | FALSE | 0 | FALSE | 0 | FALSE | 0 | FALSE | 0 | FALSE | 0 | FALSE | 0 | FALSE | 0 | FALSE | 0 | TRUE | 250 | FALSE | 0 | FALSE | 0 | FALSE | 0 | FALSE | 0 | FALSE | 0 | FALSE | 0 | FALSE | 0 | FALSE | 0 | FALSE | 0 | FALSE | 0 | FALSE | 0 | FALSE | 0 | FALSE | 0 | FALSE | 0 | FALSE | 0 | FALSE | 0 | FALSE | 0 | FALSE | 0 | FALSE | 0 | FALSE | 0
50 |  | 0 | 137 | FALSE | 0 | FALSE | 0 | FALSE | 0 | FALSE | 0 | FALSE | 0 | FALSE | 0 | FALSE | 0 | FALSE | 0 | FALSE | 0 | FALSE | 0 | FALSE | 0 | FALSE | 0 | FALSE | 0 | FALSE | 0 | FALSE | 0 | FALSE | 0 | FALSE | 0 | FALSE | 0 | FALSE | 0 | FALSE | 0 | FALSE | 0 | FALSE | 0 | FALSE | 0 | FALSE | 0 | FALSE | 0 | FALSE | 0 | FALSE | 0 | FALSE | 0 | FALSE | 0 | FALSE | 0 | TRUE | 250 | FALSE | 0 | FALSE | 0 | FALSE | 0 | FALSE | 0 | FALSE | 0 | FALSE | 0 | FALSE | 0 | FALSE | 0 | FALSE | 0 | FALSE | 0 | FALSE | 0 | FALSE | 0 | FALSE | 0 | FALSE | 0 | FALSE | 0 | FALSE | 0 | FALSE | 0 | FALSE | 0 | FALSE | 0 | FALSE | 0
50 |  | 0 | 136 | FALSE | 0 | FALSE | 0 | FALSE | 0 | FALSE | 0 | FALSE | 0 | FALSE | 0 | FALSE | 0 | FALSE | 0 | FALSE | 0 | FALSE | 0 | FALSE | 0 | FALSE | 0 | FALSE | 0 | FALSE | 0 | FALSE | 0 | FALSE | 0 | FALSE | 0 | FALSE | 0 | FALSE | 0 | FALSE | 0 | FALSE | 0 | FALSE | 0 | FALSE | 0 | FALSE | 0 | FALSE | 0 | FALSE | 0 | FALSE | 0 | FALSE | 0 | FALSE | 0 | FALSE | 0 | TRUE | 250 | FALSE | 0 | FALSE | 0 | FALSE | 0 | FALSE | 0 | FALSE | 0 | FALSE | 0 | FALSE | 0 | FALSE | 0 | FALSE | 0 | FALSE | 0 | FALSE | 0 | FALSE | 0 | FALSE | 0 | FALSE | 0 | FALSE | 0 | FALSE | 0 | FALSE | 0 | FALSE | 0 | FALSE | 0 | FALSE | 0
50 |  | 0 | 135 | FALSE | 0 | FALSE | 0 | FALSE | 0 | FALSE | 0 | FALSE | 0 | FALSE | 0 | FALSE | 0 | FALSE | 0 | FALSE | 0 | FALSE | 0 | FALSE | 0 | FALSE | 0 | FALSE | 0 | FALSE | 0 | FALSE | 0 | FALSE | 0 | FALSE | 0 | FALSE | 0 | FALSE | 0 | FALSE | 0 | FALSE | 0 | FALSE | 0 | FALSE | 0 | FALSE | 0 | FALSE | 0 | FALSE | 0 | FALSE | 0 | FALSE | 0 | FALSE | 0 | FALSE | 0 | TRUE | 250 | FALSE | 0 | FALSE | 0 | FALSE | 0 | FALSE | 0 | FALSE | 0 | FALSE | 0 | FALSE | 0 | FALSE | 0 | FALSE | 0 | FALSE | 0 | FALSE | 0 | FALSE | 0 | FALSE | 0 | FALSE | 0 | FALSE | 0 | FALSE | 0 | FALSE | 0 | FALSE | 0 | FALSE | 0 | FALSE | 0
50 |  | 0 | 134 | FALSE | 0 | FALSE | 0 | FALSE | 0 | FALSE | 0 | FALSE | 0 | FALSE | 0 | FALSE | 0 | FALSE | 0 | FALSE | 0 | FALSE | 0 | FALSE | 0 | FALSE | 0 | FALSE | 0 | FALSE | 0 | FALSE | 0 | FALSE | 0 | FALSE | 0 | FALSE | 0 | FALSE | 0 | FALSE | 0 | FALSE | 0 | FALSE | 0 | FALSE | 0 | FALSE | 0 | FALSE | 0 | FALSE | 0 | FALSE | 0 | FALSE | 0 | FALSE | 0 | FALSE | 0 | TRUE | 250 | FALSE | 0 | FALSE | 0 | FALSE | 0 | FALSE | 0 | FALSE | 0 | FALSE | 0 | FALSE | 0 | FALSE | 0 | FALSE | 0 | FALSE | 0 | FALSE | 0 | FALSE | 0 | FALSE | 0 | FALSE | 0 | FALSE | 0 | FALSE | 0 | FALSE | 0 | FALSE | 0 | FALSE | 0 | FALSE | 0
50 |  | 0 | 133 | FALSE | 0 | FALSE | 0 | FALSE | 0 | FALSE | 0 | FALSE | 0 | FALSE | 0 | FALSE | 0 | FALSE | 0 | FALSE | 0 | FALSE | 0 | FALSE | 0 | FALSE | 0 | FALSE | 0 | FALSE | 0 | FALSE | 0 | FALSE | 0 | FALSE | 0 | FALSE | 0 | FALSE | 0 | FALSE | 0 | FALSE | 0 | FALSE | 0 | FALSE | 0 | FALSE | 0 | FALSE | 0 | FALSE | 0 | FALSE | 0 | FALSE | 0 | FALSE | 0 | FALSE | 0 | TRUE | 250 | FALSE | 0 | FALSE | 0 | FALSE | 0 | FALSE | 0 | FALSE | 0 | FALSE | 0 | FALSE | 0 | FALSE | 0 | FALSE | 0 | FALSE | 0 | FALSE | 0 | FALSE | 0 | FALSE | 0 | FALSE | 0 | FALSE | 0 | FALSE | 0 | FALSE | 0 | FALSE | 0 | FALSE | 0 | FALSE | 0
50 |  | 0 | 132 | FALSE | 0 | FALSE | 0 | FALSE | 0 | FALSE | 0 | FALSE | 0 | FALSE | 0 | FALSE | 0 | FALSE | 0 | FALSE | 0 | FALSE | 0 | FALSE | 0 | FALSE | 0 | FALSE | 0 | FALSE | 0 | FALSE | 0 | FALSE | 0 | FALSE | 0 | FALSE | 0 | FALSE | 0 | FALSE | 0 | FALSE | 0 | FALSE | 0 | FALSE | 0 | FALSE | 0 | FALSE | 0 | FALSE | 0 | FALSE | 0 | FALSE | 0 | FALSE | 0 | FALSE | 0 | TRUE | 250 | FALSE | 0 | FALSE | 0 | FALSE | 0 | FALSE | 0 | FALSE | 0 | FALSE | 0 | FALSE | 0 | FALSE | 0 | FALSE | 0 | FALSE | 0 | FALSE | 0 | FALSE | 0 | FALSE | 0 | FALSE | 0 | FALSE | 0 | FALSE | 0 | FALSE | 0 | FALSE | 0 | FALSE | 0 | FALSE | 0
50 |  | 0 | 131 | FALSE | 0 | FALSE | 0 | FALSE | 0 | FALSE | 0 | FALSE | 0 | FALSE | 0 | FALSE | 0 | FALSE | 0 | FALSE | 0 | FALSE | 0 | FALSE | 0 | FALSE | 0 | FALSE | 0 | FALSE | 0 | FALSE | 0 | FALSE | 0 | FALSE | 0 | FALSE | 0 | FALSE | 0 | FALSE | 0 | FALSE | 0 | FALSE | 0 | FALSE | 0 | FALSE | 0 | FALSE | 0 | FALSE | 0 | FALSE | 0 | FALSE | 0 | FALSE | 0 | FALSE | 0 | TRUE | 250 | FALSE | 0 | FALSE | 0 | FALSE | 0 | FALSE | 0 | FALSE | 0 | FALSE | 0 | FALSE | 0 | FALSE | 0 | FALSE | 0 | FALSE | 0 | FALSE | 0 | FALSE | 0 | FALSE | 0 | FALSE | 0 | FALSE | 0 | FALSE | 0 | FALSE | 0 | FALSE | 0 | FALSE | 0 | FALSE | 0
50 |  | 0 | 130 | FALSE | 0 | FALSE | 0 | FALSE | 0 | FALSE | 0 | FALSE | 0 | FALSE | 0 | FALSE | 0 | FALSE | 0 | FALSE | 0 | FALSE | 0 | FALSE | 0 | FALSE | 0 | FALSE | 0 | FALSE | 0 | FALSE | 0 | FALSE | 0 | FALSE | 0 | FALSE | 0 | FALSE | 0 | FALSE | 0 | FALSE | 0 | FALSE | 0 | FALSE | 0 | FALSE | 0 | FALSE | 0 | FALSE | 0 | FALSE | 0 | FALSE | 0 | FALSE | 0 | FALSE | 0 | TRUE | 250 | FALSE | 0 | FALSE | 0 | FALSE | 0 | FALSE | 0 | FALSE | 0 | FALSE | 0 | FALSE | 0 | FALSE | 0 | FALSE | 0 | FALSE | 0 | FALSE | 0 | FALSE | 0 | FALSE | 0 | FALSE | 0 | FALSE | 0 | FALSE | 0 | FALSE | 0 | FALSE | 0 | FALSE | 0 | FALSE | 0
50 |  | 0 | 129 | FALSE | 0 | FALSE | 0 | FALSE | 0 | FALSE | 0 | FALSE | 0 | FALSE | 0 | FALSE | 0 | FALSE | 0 | FALSE | 0 | FALSE | 0 | FALSE | 0 | FALSE | 0 | FALSE | 0 | FALSE | 0 | FALSE | 0 | FALSE | 0 | FALSE | 0 | FALSE | 0 | FALSE | 0 | FALSE | 0 | FALSE | 0 | FALSE | 0 | FALSE | 0 | FALSE | 0 | FALSE | 0 | FALSE | 0 | FALSE | 0 | FALSE | 0 | FALSE | 0 | FALSE | 0 | TRUE | 250 | FALSE | 0 | FALSE | 0 | FALSE | 0 | FALSE | 0 | FALSE | 0 | FALSE | 0 | FALSE | 0 | FALSE | 0 | FALSE | 0 | FALSE | 0 | FALSE | 0 | FALSE | 0 | FALSE | 0 | FALSE | 0 | FALSE | 0 | FALSE | 0 | FALSE | 0 | FALSE | 0 | FALSE | 0 | FALSE | 0 | 200
50 |  | 0 | 128 | FALSE | 0 | FALSE | 0 | FALSE | 0 | FALSE | 0 | FALSE | 0 | FALSE | 0 | FALSE | 0 | FALSE | 0 | FALSE | 0 | FALSE | 0 | FALSE | 0 | FALSE | 0 | FALSE | 0 | FALSE | 0 | FALSE | 0 | FALSE | 0 | FALSE | 0 | FALSE | 0 | FALSE | 0 | FALSE | 0 | FALSE | 0 | FALSE | 0 | FALSE | 0 | FALSE | 0 | FALSE | 0 | FALSE | 0 | FALSE | 0 | FALSE | 0 | FALSE | 0 | FALSE | 0 | TRUE | 250 | FALSE | 0 | FALSE | 0 | FALSE | 0 | FALSE | 0 | FALSE | 0 | FALSE | 0 | FALSE | 0 | FALSE | 0 | FALSE | 0 | FALSE | 0 | FALSE | 0 | FALSE | 0 | FALSE | 0 | FALSE | 0 | FALSE | 0 | FALSE | 0 | FALSE | 0 | FALSE | 0 | FALSE | 0 | FALSE | 0
50 |  | 0 | 127 | FALSE | 0 | FALSE | 0 | FALSE | 0 | FALSE | 0 | FALSE | 0 | FALSE | 0 | FALSE | 0 | FALSE | 0 | FALSE | 0 | FALSE | 0 | FALSE | 0 | FALSE | 0 | FALSE | 0 | FALSE | 0 | FALSE | 0 | FALSE | 0 | FALSE | 0 | FALSE | 0 | FALSE | 0 | FALSE | 0 | FALSE | 0 | FALSE | 0 | FALSE | 0 | FALSE | 0 | FALSE | 0 | FALSE | 0 | FALSE | 0 | FALSE | 0 | FALSE | 0 | FALSE | 0 | TRUE | 250 | FALSE | 0 | FALSE | 0 | FALSE | 0 | FALSE | 0 | FALSE | 0 | FALSE | 0 | FALSE | 0 | FALSE | 0 | FALSE | 0 | FALSE | 0 | FALSE | 0 | FALSE | 0 | FALSE | 0 | FALSE | 0 | FALSE | 0 | FALSE | 0 | FALSE | 0 | FALSE | 0 | FALSE | 0 | FALSE | 0
50 |  | 0 | 126 | FALSE | 0 | FALSE | 0 | FALSE | 0 | FALSE | 0 | FALSE | 0 | FALSE | 0 | FALSE | 0 | FALSE | 0 | FALSE | 0 | FALSE | 0 | FALSE | 0 | FALSE | 0 | FALSE | 0 | FALSE | 0 | FALSE | 0 | FALSE | 0 | FALSE | 0 | FALSE | 0 | FALSE | 0 | FALSE | 0 | FALSE | 0 | FALSE | 0 | FALSE | 0 | FALSE | 0 | FALSE | 0 | FALSE | 0 | FALSE | 0 | FALSE | 0 | FALSE | 0 | FALSE | 0 | TRUE | 250 | FALSE | 0 | FALSE | 0 | FALSE | 0 | FALSE | 0 | FALSE | 0 | FALSE | 0 | FALSE | 0 | FALSE | 0 | FALSE | 0 | FALSE | 0 | FALSE | 0 | FALSE | 0 | FALSE | 0 | FALSE | 0 | FALSE | 0 | FALSE | 0 | FALSE | 0 | FALSE | 0 | FALSE | 0 | FALSE | 0
50 |  | 0 | 125 | FALSE | 0 | FALSE | 0 | FALSE | 0 | FALSE | 0 | FALSE | 0 | FALSE | 0 | FALSE | 0 | FALSE | 0 | FALSE | 0 | FALSE | 0 | FALSE | 0 | FALSE | 0 | FALSE | 0 | FALSE | 0 | FALSE | 0 | FALSE | 0 | FALSE | 0 | FALSE | 0 | FALSE | 0 | FALSE | 0 | FALSE | 0 | FALSE | 0 | FALSE | 0 | FALSE | 0 | FALSE | 0 | FALSE | 0 | FALSE | 0 | FALSE | 0 | FALSE | 0 | FALSE | 0 | TRUE | 250 | FALSE | 0 | FALSE | 0 | FALSE | 0 | FALSE | 0 | FALSE | 0 | FALSE | 0 | FALSE | 0 | FALSE | 0 | FALSE | 0 | FALSE | 0 | FALSE | 0 | FALSE | 0 | FALSE | 0 | FALSE | 0 | FALSE | 0 | FALSE | 0 | FALSE | 0 | FALSE | 0 | FALSE | 0 | FALSE | 0
50 |  | 0 | 124 | FALSE | 0 | FALSE | 0 | FALSE | 0 | FALSE | 0 | FALSE | 0 | FALSE | 0 | FALSE | 0 | FALSE | 0 | FALSE | 0 | FALSE | 0 | FALSE | 0 | FALSE | 0 | FALSE | 0 | FALSE | 0 | FALSE | 0 | FALSE | 0 | FALSE | 0 | FALSE | 0 | FALSE | 0 | FALSE | 0 | FALSE | 0 | FALSE | 0 | FALSE | 0 | FALSE | 0 | FALSE | 0 | FALSE | 0 | FALSE | 0 | FALSE | 0 | FALSE | 0 | FALSE | 0 | TRUE | 250 | FALSE | 0 | FALSE | 0 | FALSE | 0 | FALSE | 0 | FALSE | 0 | FALSE | 0 | FALSE | 0 | FALSE | 0 | FALSE | 0 | FALSE | 0 | FALSE | 0 | FALSE | 0 | FALSE | 0 | FALSE | 0 | FALSE | 0 | FALSE | 0 | FALSE | 0 | FALSE | 0 | FALSE | 0 | FALSE | 0
50 |  | 0 | 123 | FALSE | 0 | FALSE | 0 | FALSE | 0 | FALSE | 0 | FALSE | 0 | FALSE | 0 | FALSE | 0 | FALSE | 0 | FALSE | 0 | FALSE | 0 | FALSE | 0 | FALSE | 0 | FALSE | 0 | FALSE | 0 | FALSE | 0 | FALSE | 0 | FALSE | 0 | FALSE | 0 | FALSE | 0 | FALSE | 0 | FALSE | 0 | FALSE | 0 | FALSE | 0 | FALSE | 0 | FALSE | 0 | FALSE | 0 | FALSE | 0 | FALSE | 0 | FALSE | 0 | FALSE | 0 | TRUE | 250 | FALSE | 0 | FALSE | 0 | FALSE | 0 | FALSE | 0 | FALSE | 0 | FALSE | 0 | FALSE | 0 | FALSE | 0 | FALSE | 0 | FALSE | 0 | FALSE | 0 | FALSE | 0 | FALSE | 0 | FALSE | 0 | FALSE | 0 | FALSE | 0 | FALSE | 0 | FALSE | 0 | FALSE | 0 | FALSE | 0
50 |  | 0 | 122 | FALSE | 0 | FALSE | 0 | FALSE | 0 | FALSE | 0 | FALSE | 0 | FALSE | 0 | FALSE | 0 | FALSE | 0 | FALSE | 0 | FALSE | 0 | FALSE | 0 | FALSE | 0 | FALSE | 0 | FALSE | 0 | FALSE | 0 | FALSE | 0 | FALSE | 0 | FALSE | 0 | FALSE | 0 | FALSE | 0 | FALSE | 0 | FALSE | 0 | FALSE | 0 | FALSE | 0 | FALSE | 0 | FALSE | 0 | FALSE | 0 | FALSE | 0 | FALSE | 0 | FALSE | 0 | TRUE | 250 | FALSE | 0 | FALSE | 0 | FALSE | 0 | FALSE | 0 | FALSE | 0 | FALSE | 0 | FALSE | 0 | FALSE | 0 | FALSE | 0 | FALSE | 0 | FALSE | 0 | FALSE | 0 | FALSE | 0 | FALSE | 0 | FALSE | 0 | FALSE | 0 | FALSE | 0 | FALSE | 0 | FALSE | 0 | FALSE | 0
50 |  | 0 | 121 | FALSE | 0 | FALSE | 0 | FALSE | 0 | FALSE | 0 | FALSE | 0 | FALSE | 0 | FALSE | 0 | FALSE | 0 | FALSE | 0 | FALSE | 0 | FALSE | 0 | FALSE | 0 | FALSE | 0 | FALSE | 0 | FALSE | 0 | FALSE | 0 | FALSE | 0 | FALSE | 0 | FALSE | 0 | FALSE | 0 | FALSE | 0 | FALSE | 0 | FALSE | 0 | FALSE | 0 | FALSE | 0 | FALSE | 0 | FALSE | 0 | FALSE | 0 | FALSE | 0 | FALSE | 0 | TRUE | 250 | FALSE | 0 | FALSE | 0 | FALSE | 0 | FALSE | 0 | FALSE | 0 | FALSE | 0 | FALSE | 0 | FALSE | 0 | FALSE | 0 | FALSE | 0 | FALSE | 0 | FALSE | 0 | FALSE | 0 | FALSE | 0 | FALSE | 0 | FALSE | 0 | FALSE | 0 | FALSE | 0 | FALSE | 0 | FALSE | 0
50 |  | 0 | 120 | FALSE | 0 | FALSE | 0 | FALSE | 0 | FALSE | 0 | FALSE | 0 | FALSE | 0 | FALSE | 0 | FALSE | 0 | FALSE | 0 | FALSE | 0 | FALSE | 0 | FALSE | 0 | FALSE | 0 | FALSE | 0 | FALSE | 0 | FALSE | 0 | FALSE | 0 | FALSE | 0 | FALSE | 0 | FALSE | 0 | FALSE | 0 | FALSE | 0 | FALSE | 0 | FALSE | 0 | FALSE | 0 | FALSE | 0 | FALSE | 0 | FALSE | 0 | FALSE | 0 | FALSE | 0 | TRUE | 250 | FALSE | 0 | FALSE | 0 | FALSE | 0 | FALSE | 0 | FALSE | 0 | FALSE | 0 | FALSE | 0 | FALSE | 0 | FALSE | 0 | FALSE | 0 | FALSE | 0 | FALSE | 0 | FALSE | 0 | FALSE | 0 | FALSE | 0 | FALSE | 0 | FALSE | 0 | FALSE | 0 | FALSE | 0 | FALSE | 0
50 |  | 0 | 119 | FALSE | 0 | FALSE | 0 | FALSE | 0 | FALSE | 0 | FALSE | 0 | FALSE | 0 | FALSE | 0 | FALSE | 0 | FALSE | 0 | FALSE | 0 | FALSE | 0 | FALSE | 0 | FALSE | 0 | FALSE | 0 | FALSE | 0 | FALSE | 0 | FALSE | 0 | FALSE | 0 | FALSE | 0 | FALSE | 0 | FALSE | 0 | FALSE | 0 | FALSE | 0 | FALSE | 0 | FALSE | 0 | FALSE | 0 | FALSE | 0 | FALSE | 0 | FALSE | 0 | FALSE | 0 | TRUE | 250 | FALSE | 0 | FALSE | 0 | FALSE | 0 | FALSE | 0 | FALSE | 0 | FALSE | 0 | FALSE | 0 | FALSE | 0 | FALSE | 0 | FALSE | 0 | FALSE | 0 | FALSE | 0 | FALSE | 0 | FALSE | 0 | FALSE | 0 | FALSE | 0 | FALSE | 0 | FALSE | 0 | FALSE | 0 | FALSE | 0
50 |  | 0 | 118 | FALSE | 0 | FALSE | 0 | FALSE | 0 | FALSE | 0 | FALSE | 0 | FALSE | 0 | FALSE | 0 | FALSE | 0 | FALSE | 0 | FALSE | 0 | FALSE | 0 | FALSE | 0 | FALSE | 0 | FALSE | 0 | FALSE | 0 | FALSE | 0 | FALSE | 0 | FALSE | 0 | FALSE | 0 | FALSE | 0 | FALSE | 0 | FALSE | 0 | FALSE | 0 | FALSE | 0 | FALSE | 0 | FALSE | 0 | FALSE | 0 | FALSE | 0 | FALSE | 0 | FALSE | 0 | TRUE | 250 | FALSE | 0 | FALSE | 0 | FALSE | 0 | FALSE | 0 | FALSE | 0 | FALSE | 0 | FALSE | 0 | FALSE | 0 | FALSE | 0 | FALSE | 0 | FALSE | 0 | FALSE | 0 | FALSE | 0 | FALSE | 0 | FALSE | 0 | FALSE | 0 | FALSE | 0 | FALSE | 0 | FALSE | 0 | FALSE | 0
50 |  | 0 | 117 | FALSE | 0 | FALSE | 0 | FALSE | 0 | FALSE | 0 | FALSE | 0 | FALSE | 0 | FALSE | 0 | FALSE | 0 | FALSE | 0 | FALSE | 0 | FALSE | 0 | FALSE | 0 | FALSE | 0 | FALSE | 0 | FALSE | 0 | FALSE | 0 | FALSE | 0 | FALSE | 0 | FALSE | 0 | FALSE | 0 | FALSE | 0 | FALSE | 0 | FALSE | 0 | FALSE | 0 | FALSE | 0 | FALSE | 0 | FALSE | 0 | FALSE | 0 | FALSE | 0 | FALSE | 0 | TRUE | 250 | FALSE | 0 | FALSE | 0 | FALSE | 0 | FALSE | 0 | FALSE | 0 | FALSE | 0 | FALSE | 0 | FALSE | 0 | FALSE | 0 | FALSE | 0 | FALSE | 0 | FALSE | 0 | FALSE | 0 | FALSE | 0 | FALSE | 0 | FALSE | 0 | FALSE | 0 | FALSE | 0 | FALSE | 0 | FALSE | 0
50 |  | 0 | 116 | FALSE | 0 | FALSE | 0 | FALSE | 0 | FALSE | 0 | FALSE | 0 | FALSE | 0 | FALSE | 0 | FALSE | 0 | FALSE | 0 | FALSE | 0 | FALSE | 0 | FALSE | 0 | FALSE | 0 | FALSE | 0 | FALSE | 0 | FALSE | 0 | FALSE | 0 | FALSE | 0 | FALSE | 0 | FALSE | 0 | FALSE | 0 | FALSE | 0 | FALSE | 0 | FALSE | 0 | FALSE | 0 | FALSE | 0 | FALSE | 0 | FALSE | 0 | FALSE | 0 | FALSE | 0 | TRUE | 250 | FALSE | 0 | FALSE | 0 | FALSE | 0 | FALSE | 0 | FALSE | 0 | FALSE | 0 | FALSE | 0 | FALSE | 0 | FALSE | 0 | FALSE | 0 | FALSE | 0 | FALSE | 0 | FALSE | 0 | FALSE | 0 | FALSE | 0 | FALSE | 0 | FALSE | 0 | FALSE | 0 | FALSE | 0 | FALSE | 0
50 |  | 0 | 115 | FALSE | 0 | FALSE | 0 | FALSE | 0 | FALSE | 0 | FALSE | 0 | FALSE | 0 | FALSE | 0 | FALSE | 0 | FALSE | 0 | FALSE | 0 | FALSE | 0 | FALSE | 0 | FALSE | 0 | FALSE | 0 | FALSE | 0 | FALSE | 0 | FALSE | 0 | FALSE | 0 | FALSE | 0 | FALSE | 0 | FALSE | 0 | FALSE | 0 | FALSE | 0 | FALSE | 0 | FALSE | 0 | FALSE | 0 | FALSE | 0 | FALSE | 0 | FALSE | 0 | FALSE | 0 | TRUE | 250 | FALSE | 0 | FALSE | 0 | FALSE | 0 | FALSE | 0 | FALSE | 0 | FALSE | 0 | FALSE | 0 | FALSE | 0 | FALSE | 0 | FALSE | 0 | FALSE | 0 | FALSE | 0 | FALSE | 0 | FALSE | 0 | FALSE | 0 | FALSE | 0 | FALSE | 0 | FALSE | 0 | FALSE | 0 | FALSE | 0
50 |  | 0 | 114 | FALSE | 0 | FALSE | 0 | FALSE | 0 | FALSE | 0 | FALSE | 0 | FALSE | 0 | FALSE | 0 | FALSE | 0 | FALSE | 0 | FALSE | 0 | FALSE | 0 | FALSE | 0 | FALSE | 0 | FALSE | 0 | FALSE | 0 | FALSE | 0 | FALSE | 0 | FALSE | 0 | FALSE | 0 | FALSE | 0 | FALSE | 0 | FALSE | 0 | FALSE | 0 | FALSE | 0 | FALSE | 0 | FALSE | 0 | FALSE | 0 | FALSE | 0 | FALSE | 0 | FALSE | 0 | TRUE | 250 | FALSE | 0 | FALSE | 0 | FALSE | 0 | FALSE | 0 | FALSE | 0 | FALSE | 0 | FALSE | 0 | FALSE | 0 | FALSE | 0 | FALSE | 0 | FALSE | 0 | FALSE | 0 | FALSE | 0 | FALSE | 0 | FALSE | 0 | FALSE | 0 | FALSE | 0 | FALSE | 0 | FALSE | 0 | FALSE | 0
50 |  | 0 | 113 | FALSE | 0 | FALSE | 0 | FALSE | 0 | FALSE | 0 | FALSE | 0 | FALSE | 0 | FALSE | 0 | FALSE | 0 | FALSE | 0 | FALSE | 0 | FALSE | 0 | FALSE | 0 | FALSE | 0 | FALSE | 0 | FALSE | 0 | FALSE | 0 | FALSE | 0 | FALSE | 0 | FALSE | 0 | FALSE | 0 | FALSE | 0 | FALSE | 0 | FALSE | 0 | FALSE | 0 | FALSE | 0 | FALSE | 0 | FALSE | 0 | FALSE | 0 | FALSE | 0 | FALSE | 0 | TRUE | 250 | FALSE | 0 | FALSE | 0 | FALSE | 0 | FALSE | 0 | FALSE | 0 | FALSE | 0 | FALSE | 0 | FALSE | 0 | FALSE | 0 | FALSE | 0 | FALSE | 0 | FALSE | 0 | FALSE | 0 | FALSE | 0 | FALSE | 0 | FALSE | 0 | FALSE | 0 | FALSE | 0 | FALSE | 0 | FALSE | 0
50 |  | 0 | 112 | FALSE | 0 | FALSE | 0 | FALSE | 0 | FALSE | 0 | FALSE | 0 | FALSE | 0 | FALSE | 0 | FALSE | 0 | FALSE | 0 | FALSE | 0 | FALSE | 0 | FALSE | 0 | FALSE | 0 | FALSE | 0 | FALSE | 0 | FALSE | 0 | FALSE | 0 | FALSE | 0 | FALSE | 0 | FALSE | 0 | FALSE | 0 | FALSE | 0 | FALSE | 0 | FALSE | 0 | FALSE | 0 | FALSE | 0 | FALSE | 0 | FALSE | 0 | FALSE | 0 | FALSE | 0 | TRUE | 250 | FALSE | 0 | FALSE | 0 | FALSE | 0 | FALSE | 0 | FALSE | 0 | FALSE | 0 | FALSE | 0 | FALSE | 0 | FALSE | 0 | FALSE | 0 | FALSE | 0 | FALSE | 0 | FALSE | 0 | FALSE | 0 | FALSE | 0 | FALSE | 0 | FALSE | 0 | FALSE | 0 | FALSE | 0 | FALSE | 0
50 |  | 0 | 111 | FALSE | 0 | FALSE | 0 | FALSE | 0 | FALSE | 0 | FALSE | 0 | FALSE | 0 | FALSE | 0 | FALSE | 0 | FALSE | 0 | FALSE | 0 | FALSE | 0 | FALSE | 0 | FALSE | 0 | FALSE | 0 | FALSE | 0 | FALSE | 0 | FALSE | 0 | FALSE | 0 | FALSE | 0 | FALSE | 0 | FALSE | 0 | FALSE | 0 | FALSE | 0 | FALSE | 0 | FALSE | 0 | FALSE | 0 | FALSE | 0 | FALSE | 0 | FALSE | 0 | FALSE | 0 | TRUE | 250 | FALSE | 0 | FALSE | 0 | FALSE | 0 | FALSE | 0 | FALSE | 0 | FALSE | 0 | FALSE | 0 | FALSE | 0 | FALSE | 0 | FALSE | 0 | FALSE | 0 | FALSE | 0 | FALSE | 0 | FALSE | 0 | FALSE | 0 | FALSE | 0 | FALSE | 0 | FALSE | 0 | FALSE | 0 | FALSE | 0
50 |  | 0 | 110 | FALSE | 0 | FALSE | 0 | FALSE | 0 | FALSE | 0 | FALSE | 0 | FALSE | 0 | FALSE | 0 | FALSE | 0 | FALSE | 0 | FALSE | 0 | FALSE | 0 | FALSE | 0 | FALSE | 0 | FALSE | 0 | FALSE | 0 | FALSE | 0 | FALSE | 0 | FALSE | 0 | FALSE | 0 | FALSE | 0 | FALSE | 0 | FALSE | 0 | FALSE | 0 | FALSE | 0 | FALSE | 0 | FALSE | 0 | FALSE | 0 | FALSE | 0 | FALSE | 0 | FALSE | 0 | TRUE | 250 | FALSE | 0 | FALSE | 0 | FALSE | 0 | FALSE | 0 | FALSE | 0 | FALSE | 0 | FALSE | 0 | FALSE | 0 | FALSE | 0 | FALSE | 0 | FALSE | 0 | FALSE | 0 | FALSE | 0 | FALSE | 0 | FALSE | 0 | FALSE | 0 | FALSE | 0 | FALSE | 0 | FALSE | 0 | FALSE | 0
50 |  | 0 | 109 | FALSE | 0 | FALSE | 0 | FALSE | 0 | FALSE | 0 | FALSE | 0 | FALSE | 0 | FALSE | 0 | FALSE | 0 | FALSE | 0 | FALSE | 0 | FALSE | 0 | FALSE | 0 | FALSE | 0 | FALSE | 0 | FALSE | 0 | FALSE | 0 | FALSE | 0 | FALSE | 0 | FALSE | 0 | FALSE | 0 | FALSE | 0 | FALSE | 0 | FALSE | 0 | FALSE | 0 | FALSE | 0 | FALSE | 0 | FALSE | 0 | FALSE | 0 | FALSE | 0 | FALSE | 0 | TRUE | 250 | FALSE | 0 | FALSE | 0 | FALSE | 0 | FALSE | 0 | FALSE | 0 | FALSE | 0 | FALSE | 0 | FALSE | 0 | FALSE | 0 | FALSE | 0 | FALSE | 0 | FALSE | 0 | FALSE | 0 | FALSE | 0 | FALSE | 0 | FALSE | 0 | FALSE | 0 | FALSE | 0 | FALSE | 0 | FALSE | 0
50 |  | 0 | 108 | FALSE | 0 | FALSE | 0 | FALSE | 0 | FALSE | 0 | FALSE | 0 | FALSE | 0 | FALSE | 0 | FALSE | 0 | FALSE | 0 | FALSE | 0 | FALSE | 0 | FALSE | 0 | FALSE | 0 | FALSE | 0 | FALSE | 0 | FALSE | 0 | FALSE | 0 | FALSE | 0 | FALSE | 0 | FALSE | 0 | FALSE | 0 | FALSE | 0 | FALSE | 0 | FALSE | 0 | FALSE | 0 | FALSE | 0 | FALSE | 0 | FALSE | 0 | FALSE | 0 | FALSE | 0 | TRUE | 250 | FALSE | 0 | FALSE | 0 | FALSE | 0 | FALSE | 0 | FALSE | 0 | FALSE | 0 | FALSE | 0 | FALSE | 0 | FALSE | 0 | FALSE | 0 | FALSE | 0 | FALSE | 0 | FALSE | 0 | FALSE | 0 | FALSE | 0 | FALSE | 0 | FALSE | 0 | FALSE | 0 | FALSE | 0 | FALSE | 0
50 |  | 0 | 107 | FALSE | 0 | FALSE | 0 | FALSE | 0 | FALSE | 0 | FALSE | 0 | FALSE | 0 | FALSE | 0 | FALSE | 0 | FALSE | 0 | FALSE | 0 | FALSE | 0 | FALSE | 0 | FALSE | 0 | FALSE | 0 | FALSE | 0 | FALSE | 0 | FALSE | 0 | FALSE | 0 | FALSE | 0 | FALSE | 0 | FALSE | 0 | FALSE | 0 | FALSE | 0 | FALSE | 0 | FALSE | 0 | FALSE | 0 | FALSE | 0 | FALSE | 0 | FALSE | 0 | FALSE | 0 | TRUE | 250 | FALSE | 0 | FALSE | 0 | FALSE | 0 | FALSE | 0 | FALSE | 0 | FALSE | 0 | FALSE | 0 | FALSE | 0 | FALSE | 0 | FALSE | 0 | FALSE | 0 | FALSE | 0 | FALSE | 0 | FALSE | 0 | FALSE | 0 | FALSE | 0 | FALSE | 0 | FALSE | 0 | FALSE | 0 | FALSE | 0
50 |  | 0 | 106 | FALSE | 0 | FALSE | 0 | FALSE | 0 | FALSE | 0 | FALSE | 0 | FALSE | 0 | FALSE | 0 | FALSE | 0 | FALSE | 0 | FALSE | 0 | FALSE | 0 | FALSE | 0 | FALSE | 0 | FALSE | 0 | FALSE | 0 | FALSE | 0 | FALSE | 0 | FALSE | 0 | FALSE | 0 | FALSE | 0 | FALSE | 0 | FALSE | 0 | FALSE | 0 | FALSE | 0 | FALSE | 0 | FALSE | 0 | FALSE | 0 | FALSE | 0 | FALSE | 0 | FALSE | 0 | TRUE | 250 | FALSE | 0 | FALSE | 0 | FALSE | 0 | FALSE | 0 | FALSE | 0 | FALSE | 0 | FALSE | 0 | FALSE | 0 | FALSE | 0 | FALSE | 0 | FALSE | 0 | FALSE | 0 | FALSE | 0 | FALSE | 0 | FALSE | 0 | FALSE | 0 | FALSE | 0 | FALSE | 0 | FALSE | 0 | FALSE | 0
50 |  | 0 | 105 | FALSE | 0 | FALSE | 0 | FALSE | 0 | FALSE | 0 | FALSE | 0 | FALSE | 0 | FALSE | 0 | FALSE | 0 | FALSE | 0 | FALSE | 0 | FALSE | 0 | FALSE | 0 | FALSE | 0 | FALSE | 0 | FALSE | 0 | FALSE | 0 | FALSE | 0 | FALSE | 0 | FALSE | 0 | FALSE | 0 | FALSE | 0 | FALSE | 0 | FALSE | 0 | FALSE | 0 | FALSE | 0 | FALSE | 0 | FALSE | 0 | FALSE | 0 | FALSE | 0 | FALSE | 0 | TRUE | 250 | FALSE | 0 | FALSE | 0 | FALSE | 0 | FALSE | 0 | FALSE | 0 | FALSE | 0 | FALSE | 0 | FALSE | 0 | FALSE | 0 | FALSE | 0 | FALSE | 0 | FALSE | 0 | FALSE | 0 | FALSE | 0 | FALSE | 0 | FALSE | 0 | FALSE | 0 | FALSE | 0 | FALSE | 0 | FALSE | 0
50 |  | 0 | 104 | FALSE | 0 | FALSE | 0 | FALSE | 0 | FALSE | 0 | FALSE | 0 | FALSE | 0 | FALSE | 0 | FALSE | 0 | FALSE | 0 | FALSE | 0 | FALSE | 0 | FALSE | 0 | FALSE | 0 | FALSE | 0 | FALSE | 0 | FALSE | 0 | FALSE | 0 | FALSE | 0 | FALSE | 0 | FALSE | 0 | FALSE | 0 | FALSE | 0 | FALSE | 0 | FALSE | 0 | FALSE | 0 | FALSE | 0 | FALSE | 0 | FALSE | 0 | FALSE | 0 | FALSE | 0 | TRUE | 250 | FALSE | 0 | FALSE | 0 | FALSE | 0 | FALSE | 0 | FALSE | 0 | FALSE | 0 | FALSE | 0 | FALSE | 0 | FALSE | 0 | FALSE | 0 | FALSE | 0 | FALSE | 0 | FALSE | 0 | FALSE | 0 | FALSE | 0 | FALSE | 0 | FALSE | 0 | FALSE | 0 | FALSE | 0 | FALSE | 0
50 |  | 0 | 103 | FALSE | 0 | FALSE | 0 | FALSE | 0 | FALSE | 0 | FALSE | 0 | FALSE | 0 | FALSE | 0 | FALSE | 0 | FALSE | 0 | FALSE | 0 | FALSE | 0 | FALSE | 0 | FALSE | 0 | FALSE | 0 | FALSE | 0 | FALSE | 0 | FALSE | 0 | FALSE | 0 | FALSE | 0 | FALSE | 0 | FALSE | 0 | FALSE | 0 | FALSE | 0 | FALSE | 0 | FALSE | 0 | FALSE | 0 | FALSE | 0 | FALSE | 0 | FALSE | 0 | FALSE | 0 | TRUE | 250 | FALSE | 0 | FALSE | 0 | FALSE | 0 | FALSE | 0 | FALSE | 0 | FALSE | 0 | FALSE | 0 | FALSE | 0 | FALSE | 0 | FALSE | 0 | FALSE | 0 | FALSE | 0 | FALSE | 0 | FALSE | 0 | FALSE | 0 | FALSE | 0 | FALSE | 0 | FALSE | 0 | FALSE | 0 | FALSE | 0
50 |  | 0 | 102 | FALSE | 0 | FALSE | 0 | FALSE | 0 | FALSE | 0 | FALSE | 0 | FALSE | 0 | FALSE | 0 | FALSE | 0 | FALSE | 0 | FALSE | 0 | FALSE | 0 | FALSE | 0 | FALSE | 0 | FALSE | 0 | FALSE | 0 | FALSE | 0 | FALSE | 0 | FALSE | 0 | FALSE | 0 | FALSE | 0 | FALSE | 0 | FALSE | 0 | FALSE | 0 | FALSE | 0 | FALSE | 0 | FALSE | 0 | FALSE | 0 | FALSE | 0 | FALSE | 0 | FALSE | 0 | TRUE | 250 | FALSE | 0 | FALSE | 0 | FALSE | 0 | FALSE | 0 | FALSE | 0 | FALSE | 0 | FALSE | 0 | FALSE | 0 | FALSE | 0 | FALSE | 0 | FALSE | 0 | FALSE | 0 | FALSE | 0 | FALSE | 0 | FALSE | 0 | FALSE | 0 | FALSE | 0 | FALSE | 0 | FALSE | 0 | FALSE | 0
50 |  | 0 | 101 | FALSE | 0 | FALSE | 0 | FALSE | 0 | FALSE | 0 | FALSE | 0 | FALSE | 0 | FALSE | 0 | FALSE | 0 | FALSE | 0 | FALSE | 0 | FALSE | 0 | FALSE | 0 | FALSE | 0 | FALSE | 0 | FALSE | 0 | FALSE | 0 | FALSE | 0 | FALSE | 0 | FALSE | 0 | FALSE | 0 | FALSE | 0 | FALSE | 0 | FALSE | 0 | FALSE | 0 | FALSE | 0 | FALSE | 0 | FALSE | 0 | FALSE | 0 | FALSE | 0 | FALSE | 0 | TRUE | 250 | FALSE | 0 | FALSE | 0 | FALSE | 0 | FALSE | 0 | FALSE | 0 | FALSE | 0 | FALSE | 0 | FALSE | 0 | FALSE | 0 | FALSE | 0 | FALSE | 0 | FALSE | 0 | FALSE | 0 | FALSE | 0 | FALSE | 0 | FALSE | 0 | FALSE | 0 | FALSE | 0 | FALSE | 0 | FALSE | 0
50 |  | 0 | 100 | FALSE | 0 | FALSE | 0 | FALSE | 0 | FALSE | 0 | FALSE | 0 | FALSE | 0 | FALSE | 0 | FALSE | 0 | FALSE | 0 | FALSE | 0 | FALSE | 0 | FALSE | 0 | FALSE | 0 | FALSE | 0 | FALSE | 0 | FALSE | 0 | FALSE | 0 | FALSE | 0 | FALSE | 0 | FALSE | 0 | FALSE | 0 | FALSE | 0 | FALSE | 0 | FALSE | 0 | FALSE | 0 | FALSE | 0 | FALSE | 0 | FALSE | 0 | FALSE | 0 | FALSE | 0 | TRUE | 250 | FALSE | 0 | FALSE | 0 | FALSE | 0 | FALSE | 0 | FALSE | 0 | FALSE | 0 | FALSE | 0 | FALSE | 0 | FALSE | 0 | FALSE | 0 | FALSE | 0 | FALSE | 0 | FALSE | 0 | FALSE | 0 | FALSE | 0 | FALSE | 0 | FALSE | 0 | FALSE | 0 | FALSE | 0 | FALSE | 0
50 |  | 0 | 99 | FALSE | 0 | FALSE | 0 | FALSE | 0 | FALSE | 0 | FALSE | 0 | FALSE | 0 | FALSE | 0 | FALSE | 0 | FALSE | 0 | FALSE | 0 | FALSE | 0 | FALSE | 0 | FALSE | 0 | FALSE | 0 | FALSE | 0 | FALSE | 0 | FALSE | 0 | FALSE | 0 | FALSE | 0 | FALSE | 0 | FALSE | 0 | FALSE | 0 | FALSE | 0 | FALSE | 0 | FALSE | 0 | FALSE | 0 | FALSE | 0 | FALSE | 0 | FALSE | 0 | FALSE | 0 | TRUE | 250 | FALSE | 0 | FALSE | 0 | FALSE | 0 | FALSE | 0 | FALSE | 0 | FALSE | 0 | FALSE | 0 | FALSE | 0 | FALSE | 0 | FALSE | 0 | FALSE | 0 | FALSE | 0 | FALSE | 0 | FALSE | 0 | FALSE | 0 | FALSE | 0 | FALSE | 0 | FALSE | 0 | FALSE | 0 | FALSE | 0
50 |  | 0 | 98 | FALSE | 0 | FALSE | 0 | FALSE | 0 | FALSE | 0 | FALSE | 0 | FALSE | 0 | FALSE | 0 | FALSE | 0 | FALSE | 0 | FALSE | 0 | FALSE | 0 | FALSE | 0 | FALSE | 0 | FALSE | 0 | FALSE | 0 | FALSE | 0 | FALSE | 0 | FALSE | 0 | FALSE | 0 | FALSE | 0 | FALSE | 0 | FALSE | 0 | FALSE | 0 | FALSE | 0 | FALSE | 0 | FALSE | 0 | FALSE | 0 | FALSE | 0 | FALSE | 0 | FALSE | 0 | TRUE | 250 | FALSE | 0 | FALSE | 0 | FALSE | 0 | FALSE | 0 | FALSE | 0 | FALSE | 0 | FALSE | 0 | FALSE | 0 | FALSE | 0 | FALSE | 0 | FALSE | 0 | FALSE | 0 | FALSE | 0 | FALSE | 0 | FALSE | 0 | FALSE | 0 | FALSE | 0 | FALSE | 0 | FALSE | 0 | FALSE | 0
50 |  | 0 | 97 | FALSE | 0 | FALSE | 0 | FALSE | 0 | FALSE | 0 | FALSE | 0 | FALSE | 0 | FALSE | 0 | FALSE | 0 | FALSE | 0 | FALSE | 0 | FALSE | 0 | FALSE | 0 | FALSE | 0 | FALSE | 0 | FALSE | 0 | FALSE | 0 | FALSE | 0 | FALSE | 0 | FALSE | 0 | FALSE | 0 | FALSE | 0 | FALSE | 0 | FALSE | 0 | FALSE | 0 | FALSE | 0 | FALSE | 0 | FALSE | 0 | FALSE | 0 | FALSE | 0 | FALSE | 0 | TRUE | 250 | FALSE | 0 | FALSE | 0 | FALSE | 0 | FALSE | 0 | FALSE | 0 | FALSE | 0 | FALSE | 0 | FALSE | 0 | FALSE | 0 | FALSE | 0 | FALSE | 0 | FALSE | 0 | FALSE | 0 | FALSE | 0 | FALSE | 0 | FALSE | 0 | FALSE | 0 | FALSE | 0 | FALSE | 0 | FALSE | 0
50 |  | 0 | 96 | FALSE | 0 | FALSE | 0 | FALSE | 0 | FALSE | 0 | FALSE | 0 | FALSE | 0 | FALSE | 0 | FALSE | 0 | FALSE | 0 | FALSE | 0 | FALSE | 0 | FALSE | 0 | FALSE | 0 | FALSE | 0 | FALSE | 0 | FALSE | 0 | FALSE | 0 | FALSE | 0 | FALSE | 0 | FALSE | 0 | FALSE | 0 | FALSE | 0 | FALSE | 0 | FALSE | 0 | FALSE | 0 | FALSE | 0 | FALSE | 0 | FALSE | 0 | FALSE | 0 | FALSE | 0 | TRUE | 250 | FALSE | 0 | FALSE | 0 | FALSE | 0 | FALSE | 0 | FALSE | 0 | FALSE | 0 | FALSE | 0 | FALSE | 0 | FALSE | 0 | FALSE | 0 | FALSE | 0 | FALSE | 0 | FALSE | 0 | FALSE | 0 | FALSE | 0 | FALSE | 0 | FALSE | 0 | FALSE | 0 | FALSE | 0 | FALSE | 0
50 |  | 0 | 95 | FALSE | 0 | FALSE | 0 | FALSE | 0 | FALSE | 0 | FALSE | 0 | FALSE | 0 | FALSE | 0 | FALSE | 0 | FALSE | 0 | FALSE | 0 | FALSE | 0 | FALSE | 0 | FALSE | 0 | FALSE | 0 | FALSE | 0 | FALSE | 0 | FALSE | 0 | FALSE | 0 | FALSE | 0 | FALSE | 0 | FALSE | 0 | FALSE | 0 | FALSE | 0 | FALSE | 0 | FALSE | 0 | FALSE | 0 | FALSE | 0 | FALSE | 0 | FALSE | 0 | FALSE | 0 | TRUE | 250 | FALSE | 0 | FALSE | 0 | FALSE | 0 | FALSE | 0 | FALSE | 0 | FALSE | 0 | FALSE | 0 | FALSE | 0 | FALSE | 0 | FALSE | 0 | FALSE | 0 | FALSE | 0 | FALSE | 0 | FALSE | 0 | FALSE | 0 | FALSE | 0 | FALSE | 0 | FALSE | 0 | FALSE | 0 | FALSE | 0
50 |  | 0 | 94 | FALSE | 0 | FALSE | 0 | FALSE | 0 | FALSE | 0 | FALSE | 0 | FALSE | 0 | FALSE | 0 | FALSE | 0 | FALSE | 0 | FALSE | 0 | FALSE | 0 | FALSE | 0 | FALSE | 0 | FALSE | 0 | FALSE | 0 | FALSE | 0 | FALSE | 0 | FALSE | 0 | FALSE | 0 | FALSE | 0 | FALSE | 0 | FALSE | 0 | FALSE | 0 | FALSE | 0 | FALSE | 0 | FALSE | 0 | FALSE | 0 | FALSE | 0 | FALSE | 0 | FALSE | 0 | TRUE | 250 | FALSE | 0 | FALSE | 0 | FALSE | 0 | FALSE | 0 | FALSE | 0 | FALSE | 0 | FALSE | 0 | FALSE | 0 | FALSE | 0 | FALSE | 0 | FALSE | 0 | FALSE | 0 | FALSE | 0 | FALSE | 0 | FALSE | 0 | FALSE | 0 | FALSE | 0 | FALSE | 0 | FALSE | 0 | FALSE | 0
50 |  | 0 | 93 | FALSE | 0 | FALSE | 0 | FALSE | 0 | FALSE | 0 | FALSE | 0 | FALSE | 0 | FALSE | 0 | FALSE | 0 | FALSE | 0 | FALSE | 0 | FALSE | 0 | FALSE | 0 | FALSE | 0 | FALSE | 0 | FALSE | 0 | FALSE | 0 | FALSE | 0 | FALSE | 0 | FALSE | 0 | FALSE | 0 | FALSE | 0 | FALSE | 0 | FALSE | 0 | FALSE | 0 | FALSE | 0 | FALSE | 0 | FALSE | 0 | FALSE | 0 | FALSE | 0 | FALSE | 0 | TRUE | 250 | FALSE | 0 | FALSE | 0 | FALSE | 0 | FALSE | 0 | FALSE | 0 | FALSE | 0 | FALSE | 0 | FALSE | 0 | FALSE | 0 | FALSE | 0 | FALSE | 0 | FALSE | 0 | FALSE | 0 | FALSE | 0 | FALSE | 0 | FALSE | 0 | FALSE | 0 | FALSE | 0 | FALSE | 0 | FALSE | 0
50 |  | 0 | 92 | FALSE | 0 | FALSE | 0 | FALSE | 0 | FALSE | 0 | FALSE | 0 | FALSE | 0 | FALSE | 0 | FALSE | 0 | FALSE | 0 | FALSE | 0 | FALSE | 0 | FALSE | 0 | FALSE | 0 | FALSE | 0 | FALSE | 0 | FALSE | 0 | FALSE | 0 | FALSE | 0 | FALSE | 0 | FALSE | 0 | FALSE | 0 | FALSE | 0 | FALSE | 0 | FALSE | 0 | FALSE | 0 | FALSE | 0 | FALSE | 0 | FALSE | 0 | FALSE | 0 | FALSE | 0 | TRUE | 250 | FALSE | 0 | FALSE | 0 | FALSE | 0 | FALSE | 0 | FALSE | 0 | FALSE | 0 | FALSE | 0 | FALSE | 0 | FALSE | 0 | FALSE | 0 | FALSE | 0 | FALSE | 0 | FALSE | 0 | FALSE | 0 | FALSE | 0 | FALSE | 0 | FALSE | 0 | FALSE | 0 | FALSE | 0 | FALSE | 0
50 |  | 0 | 91 | FALSE | 0 | FALSE | 0 | FALSE | 0 | FALSE | 0 | FALSE | 0 | FALSE | 0 | FALSE | 0 | FALSE | 0 | FALSE | 0 | FALSE | 0 | FALSE | 0 | FALSE | 0 | FALSE | 0 | FALSE | 0 | FALSE | 0 | FALSE | 0 | FALSE | 0 | FALSE | 0 | FALSE | 0 | FALSE | 0 | FALSE | 0 | FALSE | 0 | FALSE | 0 | FALSE | 0 | FALSE | 0 | FALSE | 0 | FALSE | 0 | FALSE | 0 | FALSE | 0 | FALSE | 0 | TRUE | 200 | FALSE | 0 | FALSE | 0 | FALSE | 0 | FALSE | 0 | FALSE | 0 | FALSE | 0 | FALSE | 0 | FALSE | 0 | FALSE | 0 | FALSE | 0 | FALSE | 0 | FALSE | 0 | FALSE | 0 | FALSE | 0 | FALSE | 0 | FALSE | 0 | FALSE | 0 | FALSE | 0 | FALSE | 0 | FALSE | 0
50 |  | 0 | 90 | FALSE | 0 | FALSE | 0 | FALSE | 0 | FALSE | 0 | FALSE | 0 | FALSE | 0 | FALSE | 0 | FALSE | 0 | FALSE | 0 | FALSE | 0 | FALSE | 0 | FALSE | 0 | FALSE | 0 | FALSE | 0 | FALSE | 0 | FALSE | 0 | FALSE | 0 | FALSE | 0 | FALSE | 0 | FALSE | 0 | FALSE | 0 | FALSE | 0 | FALSE | 0 | FALSE | 0 | FALSE | 0 | FALSE | 0 | FALSE | 0 | FALSE | 0 | FALSE | 0 | FALSE | 0 | TRUE | 200 | FALSE | 0 | FALSE | 0 | FALSE | 0 | FALSE | 0 | FALSE | 0 | FALSE | 0 | FALSE | 0 | FALSE | 0 | FALSE | 0 | FALSE | 0 | FALSE | 0 | FALSE | 0 | FALSE | 0 | FALSE | 0 | FALSE | 0 | FALSE | 0 | FALSE | 0 | FALSE | 0 | FALSE | 0 | FALSE | 0
50 |  | 0 | 89 | FALSE | 0 | FALSE | 0 | FALSE | 0 | FALSE | 0 | FALSE | 0 | FALSE | 0 | FALSE | 0 | FALSE | 0 | FALSE | 0 | FALSE | 0 | FALSE | 0 | FALSE | 0 | FALSE | 0 | FALSE | 0 | FALSE | 0 | FALSE | 0 | FALSE | 0 | FALSE | 0 | FALSE | 0 | FALSE | 0 | FALSE | 0 | FALSE | 0 | FALSE | 0 | FALSE | 0 | FALSE | 0 | FALSE | 0 | FALSE | 0 | FALSE | 0 | FALSE | 0 | FALSE | 0 | TRUE | 200 | FALSE | 0 | FALSE | 0 | FALSE | 0 | FALSE | 0 | FALSE | 0 | FALSE | 0 | FALSE | 0 | FALSE | 0 | FALSE | 0 | FALSE | 0 | FALSE | 0 | FALSE | 0 | FALSE | 0 | FALSE | 0 | FALSE | 0 | FALSE | 0 | FALSE | 0 | FALSE | 0 | FALSE | 0 | FALSE | 0
50 |  | 0 | 88 | FALSE | 0 | FALSE | 0 | FALSE | 0 | FALSE | 0 | FALSE | 0 | FALSE | 0 | FALSE | 0 | FALSE | 0 | FALSE | 0 | FALSE | 0 | FALSE | 0 | FALSE | 0 | FALSE | 0 | FALSE | 0 | FALSE | 0 | FALSE | 0 | FALSE | 0 | FALSE | 0 | FALSE | 0 | FALSE | 0 | FALSE | 0 | FALSE | 0 | FALSE | 0 | FALSE | 0 | FALSE | 0 | FALSE | 0 | FALSE | 0 | FALSE | 0 | FALSE | 0 | FALSE | 0 | TRUE | 200 | FALSE | 0 | FALSE | 0 | FALSE | 0 | FALSE | 0 | FALSE | 0 | FALSE | 0 | FALSE | 0 | FALSE | 0 | FALSE | 0 | FALSE | 0 | FALSE | 0 | FALSE | 0 | FALSE | 0 | FALSE | 0 | FALSE | 0 | FALSE | 0 | FALSE | 0 | FALSE | 0 | FALSE | 0 | FALSE | 0
50 |  | 0 | 87 | FALSE | 0 | FALSE | 0 | FALSE | 0 | FALSE | 0 | FALSE | 0 | FALSE | 0 | FALSE | 0 | FALSE | 0 | FALSE | 0 | FALSE | 0 | FALSE | 0 | FALSE | 0 | FALSE | 0 | FALSE | 0 | FALSE | 0 | FALSE | 0 | FALSE | 0 | FALSE | 0 | FALSE | 0 | FALSE | 0 | FALSE | 0 | FALSE | 0 | FALSE | 0 | FALSE | 0 | FALSE | 0 | FALSE | 0 | FALSE | 0 | FALSE | 0 | FALSE | 0 | FALSE | 0 | TRUE | 200 | FALSE | 0 | FALSE | 0 | FALSE | 0 | FALSE | 0 | FALSE | 0 | FALSE | 0 | FALSE | 0 | FALSE | 0 | FALSE | 0 | FALSE | 0 | FALSE | 0 | FALSE | 0 | FALSE | 0 | FALSE | 0 | FALSE | 0 | FALSE | 0 | FALSE | 0 | FALSE | 0 | FALSE | 0 | FALSE | 0
50 |  | 0 | 86 | FALSE | 0 | FALSE | 0 | FALSE | 0 | FALSE | 0 | FALSE | 0 | FALSE | 0 | FALSE | 0 | FALSE | 0 | FALSE | 0 | FALSE | 0 | FALSE | 0 | FALSE | 0 | FALSE | 0 | FALSE | 0 | FALSE | 0 | FALSE | 0 | FALSE | 0 | FALSE | 0 | FALSE | 0 | FALSE | 0 | FALSE | 0 | FALSE | 0 | FALSE | 0 | FALSE | 0 | FALSE | 0 | FALSE | 0 | FALSE | 0 | FALSE | 0 | FALSE | 0 | FALSE | 0 | TRUE | 200 | FALSE | 0 | FALSE | 0 | FALSE | 0 | FALSE | 0 | FALSE | 0 | FALSE | 0 | FALSE | 0 | FALSE | 0 | FALSE | 0 | FALSE | 0 | FALSE | 0 | FALSE | 0 | FALSE | 0 | FALSE | 0 | FALSE | 0 | FALSE | 0 | FALSE | 0 | FALSE | 0 | FALSE | 0 | FALSE | 0
50 |  | 0 | 85 | FALSE | 0 | FALSE | 0 | FALSE | 0 | FALSE | 0 | FALSE | 0 | FALSE | 0 | FALSE | 0 | FALSE | 0 | FALSE | 0 | FALSE | 0 | FALSE | 0 | FALSE | 0 | FALSE | 0 | FALSE | 0 | FALSE | 0 | FALSE | 0 | FALSE | 0 | FALSE | 0 | FALSE | 0 | FALSE | 0 | FALSE | 0 | FALSE | 0 | FALSE | 0 | FALSE | 0 | FALSE | 0 | FALSE | 0 | FALSE | 0 | FALSE | 0 | FALSE | 0 | FALSE | 0 | TRUE | 200 | FALSE | 0 | FALSE | 0 | FALSE | 0 | FALSE | 0 | FALSE | 0 | FALSE | 0 | FALSE | 0 | FALSE | 0 | FALSE | 0 | FALSE | 0 | FALSE | 0 | FALSE | 0 | FALSE | 0 | FALSE | 0 | FALSE | 0 | FALSE | 0 | FALSE | 0 | FALSE | 0 | FALSE | 0 | FALSE | 0
50 |  | 0 | 84 | FALSE | 0 | FALSE | 0 | FALSE | 0 | FALSE | 0 | FALSE | 0 | FALSE | 0 | FALSE | 0 | FALSE | 0 | FALSE | 0 | FALSE | 0 | FALSE | 0 | FALSE | 0 | FALSE | 0 | FALSE | 0 | FALSE | 0 | FALSE | 0 | FALSE | 0 | FALSE | 0 | FALSE | 0 | FALSE | 0 | FALSE | 0 | FALSE | 0 | FALSE | 0 | FALSE | 0 | FALSE | 0 | FALSE | 0 | FALSE | 0 | FALSE | 0 | FALSE | 0 | FALSE | 0 | TRUE | 200 | FALSE | 0 | FALSE | 0 | FALSE | 0 | FALSE | 0 | FALSE | 0 | FALSE | 0 | FALSE | 0 | FALSE | 0 | FALSE | 0 | FALSE | 0 | FALSE | 0 | FALSE | 0 | FALSE | 0 | FALSE | 0 | FALSE | 0 | FALSE | 0 | FALSE | 0 | FALSE | 0 | FALSE | 0 | FALSE | 0
50 |  | 0 | 83 | FALSE | 0 | FALSE | 0 | FALSE | 0 | FALSE | 0 | FALSE | 0 | FALSE | 0 | FALSE | 0 | FALSE | 0 | FALSE | 0 | FALSE | 0 | FALSE | 0 | FALSE | 0 | FALSE | 0 | FALSE | 0 | FALSE | 0 | FALSE | 0 | FALSE | 0 | FALSE | 0 | FALSE | 0 | FALSE | 0 | FALSE | 0 | FALSE | 0 | FALSE | 0 | FALSE | 0 | FALSE | 0 | FALSE | 0 | FALSE | 0 | FALSE | 0 | FALSE | 0 | FALSE | 0 | TRUE | 200 | FALSE | 0 | FALSE | 0 | FALSE | 0 | FALSE | 0 | FALSE | 0 | FALSE | 0 | FALSE | 0 | FALSE | 0 | FALSE | 0 | FALSE | 0 | FALSE | 0 | FALSE | 0 | FALSE | 0 | FALSE | 0 | FALSE | 0 | FALSE | 0 | FALSE | 0 | FALSE | 0 | FALSE | 0 | FALSE | 0
50 |  | 0 | 82 | FALSE | 0 | FALSE | 0 | FALSE | 0 | FALSE | 0 | FALSE | 0 | FALSE | 0 | FALSE | 0 | FALSE | 0 | FALSE | 0 | FALSE | 0 | FALSE | 0 | FALSE | 0 | FALSE | 0 | FALSE | 0 | FALSE | 0 | FALSE | 0 | FALSE | 0 | FALSE | 0 | FALSE | 0 | FALSE | 0 | FALSE | 0 | FALSE | 0 | FALSE | 0 | FALSE | 0 | FALSE | 0 | FALSE | 0 | FALSE | 0 | FALSE | 0 | FALSE | 0 | FALSE | 0 | TRUE | 200 | FALSE | 0 | FALSE | 0 | FALSE | 0 | FALSE | 0 | FALSE | 0 | FALSE | 0 | FALSE | 0 | FALSE | 0 | FALSE | 0 | FALSE | 0 | FALSE | 0 | FALSE | 0 | FALSE | 0 | FALSE | 0 | FALSE | 0 | FALSE | 0 | FALSE | 0 | FALSE | 0 | FALSE | 0 | FALSE | 0
50 |  | 0 | 81 | FALSE | 0 | FALSE | 0 | FALSE | 0 | FALSE | 0 | FALSE | 0 | FALSE | 0 | FALSE | 0 | FALSE | 0 | FALSE | 0 | FALSE | 0 | FALSE | 0 | FALSE | 0 | FALSE | 0 | FALSE | 0 | FALSE | 0 | FALSE | 0 | FALSE | 0 | FALSE | 0 | FALSE | 0 | FALSE | 0 | FALSE | 0 | FALSE | 0 | FALSE | 0 | FALSE | 0 | FALSE | 0 | FALSE | 0 | FALSE | 0 | FALSE | 0 | FALSE | 0 | FALSE | 0 | TRUE | 200 | FALSE | 0 | FALSE | 0 | FALSE | 0 | FALSE | 0 | FALSE | 0 | FALSE | 0 | FALSE | 0 | FALSE | 0 | FALSE | 0 | FALSE | 0 | FALSE | 0 | FALSE | 0 | FALSE | 0 | FALSE | 0 | FALSE | 0 | FALSE | 0 | FALSE | 0 | FALSE | 0 | FALSE | 0 | FALSE | 0
50 |  | 0 | 80 | FALSE | 0 | FALSE | 0 | FALSE | 0 | FALSE | 0 | FALSE | 0 | FALSE | 0 | FALSE | 0 | FALSE | 0 | FALSE | 0 | FALSE | 0 | FALSE | 0 | FALSE | 0 | FALSE | 0 | FALSE | 0 | FALSE | 0 | FALSE | 0 | FALSE | 0 | FALSE | 0 | FALSE | 0 | FALSE | 0 | FALSE | 0 | FALSE | 0 | FALSE | 0 | FALSE | 0 | FALSE | 0 | FALSE | 0 | FALSE | 0 | FALSE | 0 | FALSE | 0 | FALSE | 0 | TRUE | 200 | FALSE | 0 | FALSE | 0 | FALSE | 0 | FALSE | 0 | FALSE | 0 | FALSE | 0 | FALSE | 0 | FALSE | 0 | FALSE | 0 | FALSE | 0 | FALSE | 0 | FALSE | 0 | FALSE | 0 | FALSE | 0 | FALSE | 0 | FALSE | 0 | FALSE | 0 | FALSE | 0 | FALSE | 0 | FALSE | 0
50 |  | 0 | 79 | FALSE | 0 | FALSE | 0 | FALSE | 0 | FALSE | 0 | FALSE | 0 | FALSE | 0 | FALSE | 0 | FALSE | 0 | FALSE | 0 | FALSE | 0 | FALSE | 0 | FALSE | 0 | FALSE | 0 | FALSE | 0 | FALSE | 0 | FALSE | 0 | FALSE | 0 | FALSE | 0 | FALSE | 0 | FALSE | 0 | FALSE | 0 | FALSE | 0 | FALSE | 0 | FALSE | 0 | FALSE | 0 | FALSE | 0 | FALSE | 0 | FALSE | 0 | FALSE | 0 | FALSE | 0 | TRUE | 200 | FALSE | 0 | FALSE | 0 | FALSE | 0 | FALSE | 0 | FALSE | 0 | FALSE | 0 | FALSE | 0 | FALSE | 0 | FALSE | 0 | FALSE | 0 | FALSE | 0 | FALSE | 0 | FALSE | 0 | FALSE | 0 | FALSE | 0 | FALSE | 0 | FALSE | 0 | FALSE | 0 | FALSE | 0 | FALSE | 0
50 |  | 0 | 78 | FALSE | 0 | FALSE | 0 | FALSE | 0 | FALSE | 0 | FALSE | 0 | FALSE | 0 | FALSE | 0 | FALSE | 0 | FALSE | 0 | FALSE | 0 | FALSE | 0 | FALSE | 0 | FALSE | 0 | FALSE | 0 | FALSE | 0 | FALSE | 0 | FALSE | 0 | FALSE | 0 | FALSE | 0 | FALSE | 0 | FALSE | 0 | FALSE | 0 | FALSE | 0 | FALSE | 0 | FALSE | 0 | FALSE | 0 | FALSE | 0 | FALSE | 0 | FALSE | 0 | FALSE | 0 | TRUE | 200 | FALSE | 0 | FALSE | 0 | FALSE | 0 | FALSE | 0 | FALSE | 0 | FALSE | 0 | FALSE | 0 | FALSE | 0 | FALSE | 0 | FALSE | 0 | FALSE | 0 | FALSE | 0 | FALSE | 0 | FALSE | 0 | FALSE | 0 | FALSE | 0 | FALSE | 0 | FALSE | 0 | FALSE | 0 | FALSE | 0
50 |  | 0 | 77 | FALSE | 0 | FALSE | 0 | FALSE | 0 | FALSE | 0 | FALSE | 0 | FALSE | 0 | FALSE | 0 | FALSE | 0 | FALSE | 0 | FALSE | 0 | FALSE | 0 | FALSE | 0 | FALSE | 0 | FALSE | 0 | FALSE | 0 | FALSE | 0 | FALSE | 0 | FALSE | 0 | FALSE | 0 | FALSE | 0 | FALSE | 0 | FALSE | 0 | FALSE | 0 | FALSE | 0 | FALSE | 0 | FALSE | 0 | FALSE | 0 | FALSE | 0 | FALSE | 0 | FALSE | 0 | TRUE | 200 | FALSE | 0 | FALSE | 0 | FALSE | 0 | FALSE | 0 | FALSE | 0 | FALSE | 0 | FALSE | 0 | FALSE | 0 | FALSE | 0 | FALSE | 0 | FALSE | 0 | FALSE | 0 | FALSE | 0 | FALSE | 0 | FALSE | 0 | FALSE | 0 | FALSE | 0 | FALSE | 0 | FALSE | 0 | FALSE | 0
50 |  | 0 | 76 | FALSE | 0 | FALSE | 0 | FALSE | 0 | FALSE | 0 | FALSE | 0 | FALSE | 0 | FALSE | 0 | FALSE | 0 | FALSE | 0 | FALSE | 0 | FALSE | 0 | FALSE | 0 | FALSE | 0 | FALSE | 0 | FALSE | 0 | FALSE | 0 | FALSE | 0 | FALSE | 0 | FALSE | 0 | FALSE | 0 | FALSE | 0 | FALSE | 0 | FALSE | 0 | FALSE | 0 | FALSE | 0 | FALSE | 0 | FALSE | 0 | FALSE | 0 | FALSE | 0 | FALSE | 0 | TRUE | 200 | FALSE | 0 | FALSE | 0 | FALSE | 0 | FALSE | 0 | FALSE | 0 | FALSE | 0 | FALSE | 0 | FALSE | 0 | FALSE | 0 | FALSE | 0 | FALSE | 0 | FALSE | 0 | FALSE | 0 | FALSE | 0 | FALSE | 0 | FALSE | 0 | FALSE | 0 | FALSE | 0 | FALSE | 0 | FALSE | 0
50 |  | 0 | 75 | FALSE | 0 | FALSE | 0 | FALSE | 0 | FALSE | 0 | FALSE | 0 | FALSE | 0 | FALSE | 0 | FALSE | 0 | FALSE | 0 | FALSE | 0 | FALSE | 0 | FALSE | 0 | FALSE | 0 | FALSE | 0 | FALSE | 0 | FALSE | 0 | FALSE | 0 | FALSE | 0 | FALSE | 0 | FALSE | 0 | FALSE | 0 | FALSE | 0 | FALSE | 0 | FALSE | 0 | FALSE | 0 | FALSE | 0 | FALSE | 0 | FALSE | 0 | FALSE | 0 | FALSE | 0 | TRUE | 200 | FALSE | 0 | FALSE | 0 | FALSE | 0 | FALSE | 0 | FALSE | 0 | FALSE | 0 | FALSE | 0 | FALSE | 0 | FALSE | 0 | FALSE | 0 | FALSE | 0 | FALSE | 0 | FALSE | 0 | FALSE | 0 | FALSE | 0 | FALSE | 0 | FALSE | 0 | FALSE | 0 | FALSE | 0 | FALSE | 0
50 |  | 0 | 74 | FALSE | 0 | FALSE | 0 | FALSE | 0 | FALSE | 0 | FALSE | 0 | FALSE | 0 | FALSE | 0 | FALSE | 0 | FALSE | 0 | FALSE | 0 | FALSE | 0 | FALSE | 0 | FALSE | 0 | FALSE | 0 | FALSE | 0 | FALSE | 0 | FALSE | 0 | FALSE | 0 | FALSE | 0 | FALSE | 0 | FALSE | 0 | FALSE | 0 | FALSE | 0 | FALSE | 0 | FALSE | 0 | FALSE | 0 | FALSE | 0 | FALSE | 0 | FALSE | 0 | FALSE | 0 | TRUE | 200 | FALSE | 0 | FALSE | 0 | FALSE | 0 | FALSE | 0 | FALSE | 0 | FALSE | 0 | FALSE | 0 | FALSE | 0 | FALSE | 0 | FALSE | 0 | FALSE | 0 | FALSE | 0 | FALSE | 0 | FALSE | 0 | FALSE | 0 | FALSE | 0 | FALSE | 0 | FALSE | 0 | FALSE | 0 | FALSE | 0
50 |  | 0 | 73 | FALSE | 0 | FALSE | 0 | FALSE | 0 | FALSE | 0 | FALSE | 0 | FALSE | 0 | FALSE | 0 | FALSE | 0 | FALSE | 0 | FALSE | 0 | FALSE | 0 | FALSE | 0 | FALSE | 0 | FALSE | 0 | FALSE | 0 | FALSE | 0 | FALSE | 0 | FALSE | 0 | FALSE | 0 | FALSE | 0 | FALSE | 0 | FALSE | 0 | FALSE | 0 | FALSE | 0 | FALSE | 0 | FALSE | 0 | FALSE | 0 | FALSE | 0 | FALSE | 0 | FALSE | 0 | TRUE | 200 | FALSE | 0 | FALSE | 0 | FALSE | 0 | FALSE | 0 | FALSE | 0 | FALSE | 0 | FALSE | 0 | FALSE | 0 | FALSE | 0 | FALSE | 0 | FALSE | 0 | FALSE | 0 | FALSE | 0 | FALSE | 0 | FALSE | 0 | FALSE | 0 | FALSE | 0 | FALSE | 0 | FALSE | 0 | FALSE | 0
50 |  | 0 | 72 | FALSE | 0 | FALSE | 0 | FALSE | 0 | FALSE | 0 | FALSE | 0 | FALSE | 0 | FALSE | 0 | FALSE | 0 | FALSE | 0 | FALSE | 0 | FALSE | 0 | FALSE | 0 | FALSE | 0 | FALSE | 0 | FALSE | 0 | FALSE | 0 | FALSE | 0 | FALSE | 0 | FALSE | 0 | FALSE | 0 | FALSE | 0 | FALSE | 0 | FALSE | 0 | FALSE | 0 | FALSE | 0 | FALSE | 0 | FALSE | 0 | FALSE | 0 | FALSE | 0 | FALSE | 0 | TRUE | 200 | FALSE | 0 | FALSE | 0 | FALSE | 0 | FALSE | 0 | FALSE | 0 | FALSE | 0 | FALSE | 0 | FALSE | 0 | FALSE | 0 | FALSE | 0 | FALSE | 0 | FALSE | 0 | FALSE | 0 | FALSE | 0 | FALSE | 0 | FALSE | 0 | FALSE | 0 | FALSE | 0 | FALSE | 0 | FALSE | 0
50 |  | 0 | 71 | FALSE | 0 | FALSE | 0 | FALSE | 0 | FALSE | 0 | FALSE | 0 | FALSE | 0 | FALSE | 0 | FALSE | 0 | FALSE | 0 | FALSE | 0 | FALSE | 0 | FALSE | 0 | FALSE | 0 | FALSE | 0 | FALSE | 0 | FALSE | 0 | FALSE | 0 | FALSE | 0 | FALSE | 0 | FALSE | 0 | FALSE | 0 | FALSE | 0 | FALSE | 0 | FALSE | 0 | FALSE | 0 | FALSE | 0 | FALSE | 0 | FALSE | 0 | FALSE | 0 | FALSE | 0 | TRUE | 200 | FALSE | 0 | FALSE | 0 | FALSE | 0 | FALSE | 0 | FALSE | 0 | FALSE | 0 | FALSE | 0 | FALSE | 0 | FALSE | 0 | FALSE | 0 | FALSE | 0 | FALSE | 0 | FALSE | 0 | FALSE | 0 | FALSE | 0 | FALSE | 0 | FALSE | 0 | FALSE | 0 | FALSE | 0 | FALSE | 0
50 |  | 0 | 70 | FALSE | 0 | FALSE | 0 | FALSE | 0 | FALSE | 0 | FALSE | 0 | FALSE | 0 | FALSE | 0 | FALSE | 0 | FALSE | 0 | FALSE | 0 | FALSE | 0 | FALSE | 0 | FALSE | 0 | FALSE | 0 | FALSE | 0 | FALSE | 0 | FALSE | 0 | FALSE | 0 | FALSE | 0 | FALSE | 0 | FALSE | 0 | FALSE | 0 | FALSE | 0 | FALSE | 0 | FALSE | 0 | FALSE | 0 | FALSE | 0 | FALSE | 0 | FALSE | 0 | FALSE | 0 | TRUE | 200 | FALSE | 0 | FALSE | 0 | FALSE | 0 | FALSE | 0 | FALSE | 0 | FALSE | 0 | FALSE | 0 | FALSE | 0 | FALSE | 0 | FALSE | 0 | FALSE | 0 | FALSE | 0 | FALSE | 0 | FALSE | 0 | FALSE | 0 | FALSE | 0 | FALSE | 0 | FALSE | 0 | FALSE | 0 | FALSE | 0
50 |  | 0 | 69 | FALSE | 0 | FALSE | 0 | FALSE | 0 | FALSE | 0 | FALSE | 0 | FALSE | 0 | FALSE | 0 | FALSE | 0 | FALSE | 0 | FALSE | 0 | FALSE | 0 | FALSE | 0 | FALSE | 0 | FALSE | 0 | FALSE | 0 | FALSE | 0 | FALSE | 0 | FALSE | 0 | FALSE | 0 | FALSE | 0 | FALSE | 0 | FALSE | 0 | FALSE | 0 | FALSE | 0 | FALSE | 0 | FALSE | 0 | FALSE | 0 | FALSE | 0 | FALSE | 0 | FALSE | 0 | TRUE | 200 | FALSE | 0 | FALSE | 0 | FALSE | 0 | FALSE | 0 | FALSE | 0 | FALSE | 0 | FALSE | 0 | FALSE | 0 | FALSE | 0 | FALSE | 0 | FALSE | 0 | FALSE | 0 | FALSE | 0 | FALSE | 0 | FALSE | 0 | FALSE | 0 | FALSE | 0 | FALSE | 0 | FALSE | 0 | FALSE | 0
50 |  | 0 | 68 | FALSE | 0 | FALSE | 0 | FALSE | 0 | FALSE | 0 | FALSE | 0 | FALSE | 0 | FALSE | 0 | FALSE | 0 | FALSE | 0 | FALSE | 0 | FALSE | 0 | FALSE | 0 | FALSE | 0 | FALSE | 0 | FALSE | 0 | FALSE | 0 | FALSE | 0 | FALSE | 0 | FALSE | 0 | FALSE | 0 | FALSE | 0 | FALSE | 0 | FALSE | 0 | FALSE | 0 | FALSE | 0 | FALSE | 0 | FALSE | 0 | FALSE | 0 | FALSE | 0 | FALSE | 0 | TRUE | 200 | FALSE | 0 | FALSE | 0 | FALSE | 0 | FALSE | 0 | FALSE | 0 | FALSE | 0 | FALSE | 0 | FALSE | 0 | FALSE | 0 | FALSE | 0 | FALSE | 0 | FALSE | 0 | FALSE | 0 | FALSE | 0 | FALSE | 0 | FALSE | 0 | FALSE | 0 | FALSE | 0 | FALSE | 0 | FALSE | 0
50 |  | 0 | 67 | FALSE | 0 | FALSE | 0 | FALSE | 0 | FALSE | 0 | FALSE | 0 | FALSE | 0 | FALSE | 0 | FALSE | 0 | FALSE | 0 | FALSE | 0 | FALSE | 0 | FALSE | 0 | FALSE | 0 | FALSE | 0 | FALSE | 0 | FALSE | 0 | FALSE | 0 | FALSE | 0 | FALSE | 0 | FALSE | 0 | FALSE | 0 | FALSE | 0 | FALSE | 0 | FALSE | 0 | FALSE | 0 | FALSE | 0 | FALSE | 0 | FALSE | 0 | FALSE | 0 | FALSE | 0 | TRUE | 200 | FALSE | 0 | FALSE | 0 | FALSE | 0 | FALSE | 0 | FALSE | 0 | FALSE | 0 | FALSE | 0 | FALSE | 0 | FALSE | 0 | FALSE | 0 | FALSE | 0 | FALSE | 0 | FALSE | 0 | FALSE | 0 | FALSE | 0 | FALSE | 0 | FALSE | 0 | FALSE | 0 | FALSE | 0 | FALSE | 0
50 |  | 0 | 66 | FALSE | 0 | FALSE | 0 | FALSE | 0 | FALSE | 0 | FALSE | 0 | FALSE | 0 | FALSE | 0 | FALSE | 0 | FALSE | 0 | FALSE | 0 | FALSE | 0 | FALSE | 0 | FALSE | 0 | FALSE | 0 | FALSE | 0 | FALSE | 0 | FALSE | 0 | FALSE | 0 | FALSE | 0 | FALSE | 0 | FALSE | 0 | FALSE | 0 | FALSE | 0 | FALSE | 0 | FALSE | 0 | FALSE | 0 | FALSE | 0 | FALSE | 0 | FALSE | 0 | FALSE | 0 | TRUE | 200 | FALSE | 0 | FALSE | 0 | FALSE | 0 | FALSE | 0 | FALSE | 0 | FALSE | 0 | FALSE | 0 | FALSE | 0 | FALSE | 0 | FALSE | 0 | FALSE | 0 | FALSE | 0 | FALSE | 0 | FALSE | 0 | FALSE | 0 | FALSE | 0 | FALSE | 0 | FALSE | 0 | FALSE | 0 | FALSE | 0
50 |  | 0 | 65 | FALSE | 0 | FALSE | 0 | FALSE | 0 | FALSE | 0 | FALSE | 0 | FALSE | 0 | FALSE | 0 | FALSE | 0 | FALSE | 0 | FALSE | 0 | FALSE | 0 | FALSE | 0 | FALSE | 0 | FALSE | 0 | FALSE | 0 | FALSE | 0 | FALSE | 0 | FALSE | 0 | FALSE | 0 | FALSE | 0 | FALSE | 0 | FALSE | 0 | FALSE | 0 | FALSE | 0 | FALSE | 0 | FALSE | 0 | FALSE | 0 | FALSE | 0 | FALSE | 0 | FALSE | 0 | TRUE | 200 | FALSE | 0 | FALSE | 0 | FALSE | 0 | FALSE | 0 | FALSE | 0 | FALSE | 0 | FALSE | 0 | FALSE | 0 | FALSE | 0 | FALSE | 0 | FALSE | 0 | FALSE | 0 | FALSE | 0 | FALSE | 0 | FALSE | 0 | FALSE | 0 | FALSE | 0 | FALSE | 0 | FALSE | 0 | FALSE | 0
50 |  | 0 | 64 | FALSE | 0 | FALSE | 0 | FALSE | 0 | FALSE | 0 | FALSE | 0 | FALSE | 0 | FALSE | 0 | FALSE | 0 | FALSE | 0 | FALSE | 0 | FALSE | 0 | FALSE | 0 | FALSE | 0 | FALSE | 0 | FALSE | 0 | FALSE | 0 | FALSE | 0 | FALSE | 0 | FALSE | 0 | FALSE | 0 | FALSE | 0 | FALSE | 0 | FALSE | 0 | FALSE | 0 | FALSE | 0 | FALSE | 0 | FALSE | 0 | FALSE | 0 | FALSE | 0 | FALSE | 0 | TRUE | 200 | FALSE | 0 | FALSE | 0 | FALSE | 0 | FALSE | 0 | FALSE | 0 | FALSE | 0 | FALSE | 0 | FALSE | 0 | FALSE | 0 | FALSE | 0 | FALSE | 0 | FALSE | 0 | FALSE | 0 | FALSE | 0 | FALSE | 0 | FALSE | 0 | FALSE | 0 | FALSE | 0 | FALSE | 0 | FALSE | 0
50 |  | 0 | 63 | FALSE | 0 | FALSE | 0 | FALSE | 0 | FALSE | 0 | FALSE | 0 | FALSE | 0 | FALSE | 0 | FALSE | 0 | FALSE | 0 | FALSE | 0 | FALSE | 0 | FALSE | 0 | FALSE | 0 | FALSE | 0 | FALSE | 0 | FALSE | 0 | FALSE | 0 | FALSE | 0 | FALSE | 0 | FALSE | 0 | FALSE | 0 | FALSE | 0 | FALSE | 0 | FALSE | 0 | FALSE | 0 | FALSE | 0 | FALSE | 0 | FALSE | 0 | FALSE | 0 | FALSE | 0 | TRUE | 200 | FALSE | 0 | FALSE | 0 | FALSE | 0 | FALSE | 0 | FALSE | 0 | FALSE | 0 | FALSE | 0 | FALSE | 0 | FALSE | 0 | FALSE | 0 | FALSE | 0 | FALSE | 0 | FALSE | 0 | FALSE | 0 | FALSE | 0 | FALSE | 0 | FALSE | 0 | FALSE | 0 | FALSE | 0 | FALSE | 0
50 |  | 0 | 62 | FALSE | 0 | FALSE | 0 | FALSE | 0 | FALSE | 0 | FALSE | 0 | FALSE | 0 | FALSE | 0 | FALSE | 0 | FALSE | 0 | FALSE | 0 | FALSE | 0 | FALSE | 0 | FALSE | 0 | FALSE | 0 | FALSE | 0 | FALSE | 0 | FALSE | 0 | FALSE | 0 | FALSE | 0 | FALSE | 0 | FALSE | 0 | FALSE | 0 | FALSE | 0 | FALSE | 0 | FALSE | 0 | FALSE | 0 | FALSE | 0 | FALSE | 0 | FALSE | 0 | FALSE | 0 | TRUE | 200 | FALSE | 0 | FALSE | 0 | FALSE | 0 | FALSE | 0 | FALSE | 0 | FALSE | 0 | FALSE | 0 | FALSE | 0 | FALSE | 0 | FALSE | 0 | FALSE | 0 | FALSE | 0 | FALSE | 0 | FALSE | 0 | FALSE | 0 | FALSE | 0 | FALSE | 0 | FALSE | 0 | FALSE | 0 | FALSE | 0
50 |  | 0 | 61 | FALSE | 0 | FALSE | 0 | FALSE | 0 | FALSE | 0 | FALSE | 0 | FALSE | 0 | FALSE | 0 | FALSE | 0 | FALSE | 0 | FALSE | 0 | FALSE | 0 | FALSE | 0 | FALSE | 0 | FALSE | 0 | FALSE | 0 | FALSE | 0 | FALSE | 0 | FALSE | 0 | FALSE | 0 | FALSE | 0 | FALSE | 0 | FALSE | 0 | FALSE | 0 | FALSE | 0 | FALSE | 0 | FALSE | 0 | FALSE | 0 | FALSE | 0 | FALSE | 0 | FALSE | 0 | TRUE | 200 | FALSE | 0 | FALSE | 0 | FALSE | 0 | FALSE | 0 | FALSE | 0 | FALSE | 0 | FALSE | 0 | FALSE | 0 | FALSE | 0 | FALSE | 0 | FALSE | 0 | FALSE | 0 | FALSE | 0 | FALSE | 0 | FALSE | 0 | FALSE | 0 | FALSE | 0 | FALSE | 0 | FALSE | 0 | FALSE | 0
50 |  | 0 | 60 | FALSE | 0 | FALSE | 0 | FALSE | 0 | FALSE | 0 | FALSE | 0 | FALSE | 0 | FALSE | 0 | FALSE | 0 | FALSE | 0 | FALSE | 0 | FALSE | 0 | FALSE | 0 | FALSE | 0 | FALSE | 0 | FALSE | 0 | FALSE | 0 | FALSE | 0 | FALSE | 0 | FALSE | 0 | FALSE | 0 | FALSE | 0 | FALSE | 0 | FALSE | 0 | FALSE | 0 | FALSE | 0 | FALSE | 0 | FALSE | 0 | FALSE | 0 | FALSE | 0 | FALSE | 0 | TRUE | 200 | FALSE | 0 | FALSE | 0 | FALSE | 0 | FALSE | 0 | FALSE | 0 | FALSE | 0 | FALSE | 0 | FALSE | 0 | FALSE | 0 | FALSE | 0 | FALSE | 0 | FALSE | 0 | FALSE | 0 | FALSE | 0 | FALSE | 0 | FALSE | 0 | FALSE | 0 | FALSE | 0 | FALSE | 0 | FALSE | 0
50 |  | 0 | 59 | FALSE | 0 | FALSE | 0 | FALSE | 0 | FALSE | 0 | FALSE | 0 | FALSE | 0 | FALSE | 0 | FALSE | 0 | FALSE | 0 | FALSE | 0 | FALSE | 0 | FALSE | 0 | FALSE | 0 | FALSE | 0 | FALSE | 0 | FALSE | 0 | FALSE | 0 | FALSE | 0 | FALSE | 0 | FALSE | 0 | FALSE | 0 | FALSE | 0 | FALSE | 0 | FALSE | 0 | FALSE | 0 | FALSE | 0 | FALSE | 0 | FALSE | 0 | FALSE | 0 | FALSE | 0 | TRUE | 200 | FALSE | 0 | FALSE | 0 | FALSE | 0 | FALSE | 0 | FALSE | 0 | FALSE | 0 | FALSE | 0 | FALSE | 0 | FALSE | 0 | FALSE | 0 | FALSE | 0 | FALSE | 0 | FALSE | 0 | FALSE | 0 | FALSE | 0 | FALSE | 0 | FALSE | 0 | FALSE | 0 | FALSE | 0 | FALSE | 0
50 |  | 0 | 58 | FALSE | 0 | FALSE | 0 | FALSE | 0 | FALSE | 0 | FALSE | 0 | FALSE | 0 | FALSE | 0 | FALSE | 0 | FALSE | 0 | FALSE | 0 | FALSE | 0 | FALSE | 0 | FALSE | 0 | FALSE | 0 | FALSE | 0 | FALSE | 0 | FALSE | 0 | FALSE | 0 | FALSE | 0 | FALSE | 0 | FALSE | 0 | FALSE | 0 | FALSE | 0 | FALSE | 0 | FALSE | 0 | FALSE | 0 | FALSE | 0 | FALSE | 0 | FALSE | 0 | FALSE | 0 | TRUE | 200 | FALSE | 0 | FALSE | 0 | FALSE | 0 | FALSE | 0 | FALSE | 0 | FALSE | 0 | FALSE | 0 | FALSE | 0 | FALSE | 0 | FALSE | 0 | FALSE | 0 | FALSE | 0 | FALSE | 0 | FALSE | 0 | FALSE | 0 | FALSE | 0 | FALSE | 0 | FALSE | 0 | FALSE | 0 | FALSE | 0
50 |  | 0 | 57 | FALSE | 0 | FALSE | 0 | FALSE | 0 | FALSE | 0 | FALSE | 0 | FALSE | 0 | FALSE | 0 | FALSE | 0 | FALSE | 0 | FALSE | 0 | FALSE | 0 | FALSE | 0 | FALSE | 0 | FALSE | 0 | FALSE | 0 | FALSE | 0 | FALSE | 0 | FALSE | 0 | FALSE | 0 | FALSE | 0 | FALSE | 0 | FALSE | 0 | FALSE | 0 | FALSE | 0 | FALSE | 0 | FALSE | 0 | FALSE | 0 | FALSE | 0 | FALSE | 0 | FALSE | 0 | TRUE | 200 | FALSE | 0 | FALSE | 0 | FALSE | 0 | FALSE | 0 | FALSE | 0 | FALSE | 0 | FALSE | 0 | FALSE | 0 | FALSE | 0 | FALSE | 0 | FALSE | 0 | FALSE | 0 | FALSE | 0 | FALSE | 0 | FALSE | 0 | FALSE | 0 | FALSE | 0 | FALSE | 0 | FALSE | 0 | FALSE | 0
50 |  | 0 | 56 | FALSE | 0 | FALSE | 0 | FALSE | 0 | FALSE | 0 | FALSE | 0 | FALSE | 0 | FALSE | 0 | FALSE | 0 | FALSE | 0 | FALSE | 0 | FALSE | 0 | FALSE | 0 | FALSE | 0 | FALSE | 0 | FALSE | 0 | FALSE | 0 | FALSE | 0 | FALSE | 0 | FALSE | 0 | FALSE | 0 | FALSE | 0 | FALSE | 0 | FALSE | 0 | FALSE | 0 | FALSE | 0 | FALSE | 0 | FALSE | 0 | FALSE | 0 | FALSE | 0 | FALSE | 0 | TRUE | 200 | FALSE | 0 | FALSE | 0 | FALSE | 0 | FALSE | 0 | FALSE | 0 | FALSE | 0 | FALSE | 0 | FALSE | 0 | FALSE | 0 | FALSE | 0 | FALSE | 0 | FALSE | 0 | FALSE | 0 | FALSE | 0 | FALSE | 0 | FALSE | 0 | FALSE | 0 | FALSE | 0 | FALSE | 0 | FALSE | 0
50 |  | 0 | 55 | FALSE | 0 | FALSE | 0 | FALSE | 0 | FALSE | 0 | FALSE | 0 | FALSE | 0 | FALSE | 0 | FALSE | 0 | FALSE | 0 | FALSE | 0 | FALSE | 0 | FALSE | 0 | FALSE | 0 | FALSE | 0 | FALSE | 0 | FALSE | 0 | FALSE | 0 | FALSE | 0 | FALSE | 0 | FALSE | 0 | FALSE | 0 | FALSE | 0 | FALSE | 0 | FALSE | 0 | FALSE | 0 | FALSE | 0 | FALSE | 0 | FALSE | 0 | FALSE | 0 | FALSE | 0 | TRUE | 200 | FALSE | 0 | FALSE | 0 | FALSE | 0 | FALSE | 0 | FALSE | 0 | FALSE | 0 | FALSE | 0 | FALSE | 0 | FALSE | 0 | FALSE | 0 | FALSE | 0 | FALSE | 0 | FALSE | 0 | FALSE | 0 | FALSE | 0 | FALSE | 0 | FALSE | 0 | FALSE | 0 | FALSE | 0 | FALSE | 0
50 |  | 0 | 54 | FALSE | 0 | FALSE | 0 | FALSE | 0 | FALSE | 0 | FALSE | 0 | FALSE | 0 | FALSE | 0 | FALSE | 0 | FALSE | 0 | FALSE | 0 | FALSE | 0 | FALSE | 0 | FALSE | 0 | FALSE | 0 | FALSE | 0 | FALSE | 0 | FALSE | 0 | FALSE | 0 | FALSE | 0 | FALSE | 0 | FALSE | 0 | FALSE | 0 | FALSE | 0 | FALSE | 0 | FALSE | 0 | FALSE | 0 | FALSE | 0 | FALSE | 0 | FALSE | 0 | FALSE | 0 | TRUE | 200 | FALSE | 0 | FALSE | 0 | FALSE | 0 | FALSE | 0 | FALSE | 0 | FALSE | 0 | FALSE | 0 | FALSE | 0 | FALSE | 0 | FALSE | 0 | FALSE | 0 | FALSE | 0 | FALSE | 0 | FALSE | 0 | FALSE | 0 | FALSE | 0 | FALSE | 0 | FALSE | 0 | FALSE | 0 | FALSE | 0
50 |  | 0 | 53 | FALSE | 0 | FALSE | 0 | FALSE | 0 | FALSE | 0 | FALSE | 0 | FALSE | 0 | FALSE | 0 | FALSE | 0 | FALSE | 0 | FALSE | 0 | FALSE | 0 | FALSE | 0 | FALSE | 0 | FALSE | 0 | FALSE | 0 | FALSE | 0 | FALSE | 0 | FALSE | 0 | FALSE | 0 | FALSE | 0 | FALSE | 0 | FALSE | 0 | FALSE | 0 | FALSE | 0 | FALSE | 0 | FALSE | 0 | FALSE | 0 | FALSE | 0 | FALSE | 0 | FALSE | 0 | TRUE | 200 | FALSE | 0 | FALSE | 0 | FALSE | 0 | FALSE | 0 | FALSE | 0 | FALSE | 0 | FALSE | 0 | FALSE | 0 | FALSE | 0 | FALSE | 0 | FALSE | 0 | FALSE | 0 | FALSE | 0 | FALSE | 0 | FALSE | 0 | FALSE | 0 | FALSE | 0 | FALSE | 0 | FALSE | 0 | FALSE | 0
50 |  | 0 | 52 | FALSE | 0 | FALSE | 0 | FALSE | 0 | FALSE | 0 | FALSE | 0 | FALSE | 0 | FALSE | 0 | FALSE | 0 | FALSE | 0 | FALSE | 0 | FALSE | 0 | FALSE | 0 | FALSE | 0 | FALSE | 0 | FALSE | 0 | FALSE | 0 | FALSE | 0 | FALSE | 0 | FALSE | 0 | FALSE | 0 | FALSE | 0 | FALSE | 0 | FALSE | 0 | FALSE | 0 | FALSE | 0 | FALSE | 0 | FALSE | 0 | FALSE | 0 | FALSE | 0 | FALSE | 0 | TRUE | 200 | FALSE | 0 | FALSE | 0 | FALSE | 0 | FALSE | 0 | FALSE | 0 | FALSE | 0 | FALSE | 0 | FALSE | 0 | FALSE | 0 | FALSE | 0 | FALSE | 0 | FALSE | 0 | FALSE | 0 | FALSE | 0 | FALSE | 0 | FALSE | 0 | FALSE | 0 | FALSE | 0 | FALSE | 0 | FALSE | 0
50 |  | 0 | 51 | FALSE | 0 | FALSE | 0 | FALSE | 0 | FALSE | 0 | FALSE | 0 | FALSE | 0 | FALSE | 0 | FALSE | 0 | FALSE | 0 | FALSE | 0 | FALSE | 0 | FALSE | 0 | FALSE | 0 | FALSE | 0 | FALSE | 0 | FALSE | 0 | FALSE | 0 | FALSE | 0 | FALSE | 0 | FALSE | 0 | FALSE | 0 | FALSE | 0 | FALSE | 0 | FALSE | 0 | FALSE | 0 | FALSE | 0 | FALSE | 0 | FALSE | 0 | FALSE | 0 | FALSE | 0 | TRUE | 200 | FALSE | 0 | FALSE | 0 | FALSE | 0 | FALSE | 0 | FALSE | 0 | FALSE | 0 | FALSE | 0 | FALSE | 0 | FALSE | 0 | FALSE | 0 | FALSE | 0 | FALSE | 0 | FALSE | 0 | FALSE | 0 | FALSE | 0 | FALSE | 0 | FALSE | 0 | FALSE | 0 | FALSE | 0 | FALSE | 0
50 |  | 200 | 50 | FALSE | 0 | FALSE | 0 | FALSE | 0 | FALSE | 0 | FALSE | 0 | FALSE | 0 | FALSE | 0 | FALSE | 0 | FALSE | 0 | FALSE | 0 | FALSE | 0 | FALSE | 0 | FALSE | 0 | FALSE | 0 | FALSE | 0 | FALSE | 0 | FALSE | 0 | FALSE | 0 | FALSE | 0 | FALSE | 0 | FALSE | 0 | FALSE | 0 | FALSE | 0 | FALSE | 0 | FALSE | 0 | FALSE | 0 | FALSE | 0 | FALSE | 0 | FALSE | 0 | FALSE | 0 | TRUE | 200 | FALSE | 0 | FALSE | 0 | FALSE | 0 | FALSE | 0 | FALSE | 0 | FALSE | 0 | FALSE | 0 | FALSE | 0 | FALSE | 0 | FALSE | 0 | FALSE | 0 | FALSE | 0 | FALSE | 0 | FALSE | 0 | FALSE | 0 | FALSE | 0 | FALSE | 0 | FALSE | 0 | FALSE | 0 | FALSE | 0
50 |  | 0 | 49 | FALSE | 0 | FALSE | 0 | FALSE | 0 | FALSE | 0 | FALSE | 0 | FALSE | 0 | FALSE | 0 | FALSE | 0 | FALSE | 0 | FALSE | 0 | FALSE | 0 | FALSE | 0 | FALSE | 0 | FALSE | 0 | FALSE | 0 | FALSE | 0 | FALSE | 0 | FALSE | 0 | FALSE | 0 | FALSE | 0 | FALSE | 0 | FALSE | 0 | FALSE | 0 | FALSE | 0 | FALSE | 0 | FALSE | 0 | FALSE | 0 | FALSE | 0 | FALSE | 0 | FALSE | 0 | TRUE | 200 | FALSE | 0 | FALSE | 0 | FALSE | 0 | FALSE | 0 | FALSE | 0 | FALSE | 0 | FALSE | 0 | FALSE | 0 | FALSE | 0 | FALSE | 0 | FALSE | 0 | FALSE | 0 | FALSE | 0 | FALSE | 0 | FALSE | 0 | FALSE | 0 | FALSE | 0 | FALSE | 0 | FALSE | 0 | FALSE | 0
50 |  | 0 | 48 | FALSE | 0 | FALSE | 0 | FALSE | 0 | FALSE | 0 | FALSE | 0 | FALSE | 0 | FALSE | 0 | FALSE | 0 | FALSE | 0 | FALSE | 0 | FALSE | 0 | FALSE | 0 | FALSE | 0 | FALSE | 0 | FALSE | 0 | FALSE | 0 | FALSE | 0 | FALSE | 0 | FALSE | 0 | FALSE | 0 | FALSE | 0 | FALSE | 0 | FALSE | 0 | FALSE | 0 | FALSE | 0 | FALSE | 0 | FALSE | 0 | FALSE | 0 | FALSE | 0 | FALSE | 0 | TRUE | 200 | FALSE | 0 | FALSE | 0 | FALSE | 0 | FALSE | 0 | FALSE | 0 | FALSE | 0 | FALSE | 0 | FALSE | 0 | FALSE | 0 | FALSE | 0 | FALSE | 0 | FALSE | 0 | FALSE | 0 | FALSE | 0 | FALSE | 0 | FALSE | 0 | FALSE | 0 | FALSE | 0 | FALSE | 0 | FALSE | 0
50 |  | 0 | 47 | FALSE | 0 | FALSE | 0 | FALSE | 0 | FALSE | 0 | FALSE | 0 | FALSE | 0 | FALSE | 0 | FALSE | 0 | FALSE | 0 | FALSE | 0 | FALSE | 0 | FALSE | 0 | FALSE | 0 | FALSE | 0 | FALSE | 0 | FALSE | 0 | FALSE | 0 | FALSE | 0 | FALSE | 0 | FALSE | 0 | FALSE | 0 | FALSE | 0 | FALSE | 0 | FALSE | 0 | FALSE | 0 | FALSE | 0 | FALSE | 0 | FALSE | 0 | FALSE | 0 | FALSE | 0 | TRUE | 200 | FALSE | 0 | FALSE | 0 | FALSE | 0 | FALSE | 0 | FALSE | 0 | FALSE | 0 | FALSE | 0 | FALSE | 0 | FALSE | 0 | FALSE | 0 | FALSE | 0 | FALSE | 0 | FALSE | 0 | FALSE | 0 | FALSE | 0 | FALSE | 0 | FALSE | 0 | FALSE | 0 | FALSE | 0 | FALSE | 0
50 |  | 0 | 46 | FALSE | 0 | FALSE | 0 | FALSE | 0 | FALSE | 0 | FALSE | 0 | FALSE | 0 | FALSE | 0 | FALSE | 0 | FALSE | 0 | FALSE | 0 | FALSE | 0 | FALSE | 0 | FALSE | 0 | FALSE | 0 | FALSE | 0 | FALSE | 0 | FALSE | 0 | FALSE | 0 | FALSE | 0 | FALSE | 0 | FALSE | 0 | FALSE | 0 | FALSE | 0 | FALSE | 0 | FALSE | 0 | FALSE | 0 | FALSE | 0 | FALSE | 0 | FALSE | 0 | FALSE | 0 | TRUE | 200 | FALSE | 0 | FALSE | 0 | FALSE | 0 | FALSE | 0 | FALSE | 0 | FALSE | 0 | FALSE | 0 | FALSE | 0 | FALSE | 0 | FALSE | 0 | FALSE | 0 | FALSE | 0 | FALSE | 0 | FALSE | 0 | FALSE | 0 | FALSE | 0 | FALSE | 0 | FALSE | 0 | FALSE | 0 | FALSE | 0
50 |  | 0 | 45 | FALSE | 0 | FALSE | 0 | FALSE | 0 | FALSE | 0 | FALSE | 0 | FALSE | 0 | FALSE | 0 | FALSE | 0 | FALSE | 0 | FALSE | 0 | FALSE | 0 | FALSE | 0 | FALSE | 0 | FALSE | 0 | FALSE | 0 | FALSE | 0 | FALSE | 0 | FALSE | 0 | FALSE | 0 | FALSE | 0 | FALSE | 0 | FALSE | 0 | FALSE | 0 | FALSE | 0 | FALSE | 0 | FALSE | 0 | FALSE | 0 | FALSE | 0 | FALSE | 0 | FALSE | 0 | TRUE | 200 | FALSE | 0 | FALSE | 0 | FALSE | 0 | FALSE | 0 | FALSE | 0 | FALSE | 0 | FALSE | 0 | FALSE | 0 | FALSE | 0 | FALSE | 0 | FALSE | 0 | FALSE | 0 | FALSE | 0 | FALSE | 0 | FALSE | 0 | FALSE | 0 | FALSE | 0 | FALSE | 0 | FALSE | 0 | FALSE | 0
50 |  | 0 | 44 | FALSE | 0 | FALSE | 0 | FALSE | 0 | FALSE | 0 | FALSE | 0 | FALSE | 0 | FALSE | 0 | FALSE | 0 | FALSE | 0 | FALSE | 0 | FALSE | 0 | FALSE | 0 | FALSE | 0 | FALSE | 0 | FALSE | 0 | FALSE | 0 | FALSE | 0 | FALSE | 0 | FALSE | 0 | FALSE | 0 | FALSE | 0 | FALSE | 0 | FALSE | 0 | FALSE | 0 | FALSE | 0 | FALSE | 0 | FALSE | 0 | FALSE | 0 | FALSE | 0 | FALSE | 0 | TRUE | 200 | FALSE | 0 | FALSE | 0 | FALSE | 0 | FALSE | 0 | FALSE | 0 | FALSE | 0 | FALSE | 0 | FALSE | 0 | FALSE | 0 | FALSE | 0 | FALSE | 0 | FALSE | 0 | FALSE | 0 | FALSE | 0 | FALSE | 0 | FALSE | 0 | FALSE | 0 | FALSE | 0 | FALSE | 0 | FALSE | 0
50 |  | 0 | 43 | FALSE | 0 | FALSE | 0 | FALSE | 0 | FALSE | 0 | FALSE | 0 | FALSE | 0 | FALSE | 0 | FALSE | 0 | FALSE | 0 | FALSE | 0 | FALSE | 0 | FALSE | 0 | FALSE | 0 | FALSE | 0 | FALSE | 0 | FALSE | 0 | FALSE | 0 | FALSE | 0 | FALSE | 0 | FALSE | 0 | FALSE | 0 | FALSE | 0 | FALSE | 0 | FALSE | 0 | FALSE | 0 | FALSE | 0 | FALSE | 0 | FALSE | 0 | FALSE | 0 | FALSE | 0 | TRUE | 200 | FALSE | 0 | FALSE | 0 | FALSE | 0 | FALSE | 0 | FALSE | 0 | FALSE | 0 | FALSE | 0 | FALSE | 0 | FALSE | 0 | FALSE | 0 | FALSE | 0 | FALSE | 0 | FALSE | 0 | FALSE | 0 | FALSE | 0 | FALSE | 0 | FALSE | 0 | FALSE | 0 | FALSE | 0 | FALSE | 0
50 |  | 0 | 42 | FALSE | 0 | FALSE | 0 | FALSE | 0 | FALSE | 0 | FALSE | 0 | FALSE | 0 | FALSE | 0 | FALSE | 0 | FALSE | 0 | FALSE | 0 | FALSE | 0 | FALSE | 0 | FALSE | 0 | FALSE | 0 | FALSE | 0 | FALSE | 0 | FALSE | 0 | FALSE | 0 | FALSE | 0 | FALSE | 0 | FALSE | 0 | FALSE | 0 | FALSE | 0 | FALSE | 0 | FALSE | 0 | FALSE | 0 | FALSE | 0 | FALSE | 0 | FALSE | 0 | FALSE | 0 | TRUE | 200 | FALSE | 0 | FALSE | 0 | FALSE | 0 | FALSE | 0 | FALSE | 0 | FALSE | 0 | FALSE | 0 | FALSE | 0 | FALSE | 0 | FALSE | 0 | FALSE | 0 | FALSE | 0 | FALSE | 0 | FALSE | 0 | FALSE | 0 | FALSE | 0 | FALSE | 0 | FALSE | 0 | FALSE | 0 | FALSE | 0
50 |  | 0 | 41 | FALSE | 0 | FALSE | 0 | FALSE | 0 | FALSE | 0 | FALSE | 0 | FALSE | 0 | FALSE | 0 | FALSE | 0 | FALSE | 0 | FALSE | 0 | FALSE | 0 | FALSE | 0 | FALSE | 0 | FALSE | 0 | FALSE | 0 | FALSE | 0 | FALSE | 0 | FALSE | 0 | FALSE | 0 | FALSE | 0 | FALSE | 0 | FALSE | 0 | FALSE | 0 | FALSE | 0 | FALSE | 0 | FALSE | 0 | FALSE | 0 | FALSE | 0 | FALSE | 0 | FALSE | 0 | TRUE | 200 | FALSE | 0 | FALSE | 0 | FALSE | 0 | FALSE | 0 | FALSE | 0 | FALSE | 0 | FALSE | 0 | FALSE | 0 | FALSE | 0 | FALSE | 0 | FALSE | 0 | FALSE | 0 | FALSE | 0 | FALSE | 0 | FALSE | 0 | FALSE | 0 | FALSE | 0 | FALSE | 0 | FALSE | 0 | FALSE | 0
50 |  | 0 | 40 | FALSE | 0 | FALSE | 0 | FALSE | 0 | FALSE | 0 | FALSE | 0 | FALSE | 0 | FALSE | 0 | FALSE | 0 | FALSE | 0 | FALSE | 0 | FALSE | 0 | FALSE | 0 | FALSE | 0 | FALSE | 0 | FALSE | 0 | FALSE | 0 | FALSE | 0 | FALSE | 0 | FALSE | 0 | FALSE | 0 | FALSE | 0 | FALSE | 0 | FALSE | 0 | FALSE | 0 | FALSE | 0 | FALSE | 0 | FALSE | 0 | FALSE | 0 | FALSE | 0 | FALSE | 0 | TRUE | 200 | FALSE | 0 | FALSE | 0 | FALSE | 0 | FALSE | 0 | FALSE | 0 | FALSE | 0 | FALSE | 0 | FALSE | 0 | FALSE | 0 | FALSE | 0 | FALSE | 0 | FALSE | 0 | FALSE | 0 | FALSE | 0 | FALSE | 0 | FALSE | 0 | FALSE | 0 | FALSE | 0 | FALSE | 0 | FALSE | 0
50 |  | 0 | 39 | FALSE | 0 | FALSE | 0 | FALSE | 0 | FALSE | 0 | FALSE | 0 | FALSE | 0 | FALSE | 0 | FALSE | 0 | FALSE | 0 | FALSE | 0 | FALSE | 0 | FALSE | 0 | FALSE | 0 | FALSE | 0 | FALSE | 0 | FALSE | 0 | FALSE | 0 | FALSE | 0 | FALSE | 0 | FALSE | 0 | FALSE | 0 | FALSE | 0 | FALSE | 0 | FALSE | 0 | FALSE | 0 | FALSE | 0 | FALSE | 0 | FALSE | 0 | FALSE | 0 | FALSE | 0 | TRUE | 200 | FALSE | 0 | FALSE | 0 | FALSE | 0 | FALSE | 0 | FALSE | 0 | FALSE | 0 | FALSE | 0 | FALSE | 0 | FALSE | 0 | FALSE | 0 | FALSE | 0 | FALSE | 0 | FALSE | 0 | FALSE | 0 | FALSE | 0 | FALSE | 0 | FALSE | 0 | FALSE | 0 | FALSE | 0 | FALSE | 0
50 |  | 0 | 38 | FALSE | 0 | FALSE | 0 | FALSE | 0 | FALSE | 0 | FALSE | 0 | FALSE | 0 | FALSE | 0 | FALSE | 0 | FALSE | 0 | FALSE | 0 | FALSE | 0 | FALSE | 0 | FALSE | 0 | FALSE | 0 | FALSE | 0 | FALSE | 0 | FALSE | 0 | FALSE | 0 | FALSE | 0 | FALSE | 0 | FALSE | 0 | FALSE | 0 | FALSE | 0 | FALSE | 0 | FALSE | 0 | FALSE | 0 | FALSE | 0 | FALSE | 0 | FALSE | 0 | FALSE | 0 | TRUE | 200 | FALSE | 0 | FALSE | 0 | FALSE | 0 | FALSE | 0 | FALSE | 0 | FALSE | 0 | FALSE | 0 | FALSE | 0 | FALSE | 0 | FALSE | 0 | FALSE | 0 | FALSE | 0 | FALSE | 0 | FALSE | 0 | FALSE | 0 | FALSE | 0 | FALSE | 0 | FALSE | 0 | FALSE | 0 | FALSE | 0
50 |  | 0 | 37 | FALSE | 0 | FALSE | 0 | FALSE | 0 | FALSE | 0 | FALSE | 0 | FALSE | 0 | FALSE | 0 | FALSE | 0 | FALSE | 0 | FALSE | 0 | FALSE | 0 | FALSE | 0 | FALSE | 0 | FALSE | 0 | FALSE | 0 | FALSE | 0 | FALSE | 0 | FALSE | 0 | FALSE | 0 | FALSE | 0 | FALSE | 0 | FALSE | 0 | FALSE | 0 | FALSE | 0 | FALSE | 0 | FALSE | 0 | FALSE | 0 | FALSE | 0 | FALSE | 0 | FALSE | 0 | TRUE | 200 | FALSE | 0 | FALSE | 0 | FALSE | 0 | FALSE | 0 | FALSE | 0 | FALSE | 0 | FALSE | 0 | FALSE | 0 | FALSE | 0 | FALSE | 0 | FALSE | 0 | FALSE | 0 | FALSE | 0 | FALSE | 0 | FALSE | 0 | FALSE | 0 | FALSE | 0 | FALSE | 0 | FALSE | 0 | FALSE | 0
50 |  | 0 | 36 | FALSE | 0 | FALSE | 0 | FALSE | 0 | FALSE | 0 | FALSE | 0 | FALSE | 0 | FALSE | 0 | FALSE | 0 | FALSE | 0 | FALSE | 0 | FALSE | 0 | FALSE | 0 | FALSE | 0 | FALSE | 0 | FALSE | 0 | FALSE | 0 | FALSE | 0 | FALSE | 0 | FALSE | 0 | FALSE | 0 | FALSE | 0 | FALSE | 0 | FALSE | 0 | FALSE | 0 | FALSE | 0 | FALSE | 0 | FALSE | 0 | FALSE | 0 | FALSE | 0 | FALSE | 0 | TRUE | 200 | FALSE | 0 | FALSE | 0 | FALSE | 0 | FALSE | 0 | FALSE | 0 | FALSE | 0 | FALSE | 0 | FALSE | 0 | FALSE | 0 | FALSE | 0 | FALSE | 0 | FALSE | 0 | FALSE | 0 | FALSE | 0 | FALSE | 0 | FALSE | 0 | FALSE | 0 | FALSE | 0 | FALSE | 0 | FALSE | 0
50 |  | 0 | 35 | FALSE | 0 | FALSE | 0 | FALSE | 0 | FALSE | 0 | FALSE | 0 | FALSE | 0 | FALSE | 0 | FALSE | 0 | FALSE | 0 | FALSE | 0 | FALSE | 0 | FALSE | 0 | FALSE | 0 | FALSE | 0 | FALSE | 0 | FALSE | 0 | FALSE | 0 | FALSE | 0 | FALSE | 0 | FALSE | 0 | FALSE | 0 | FALSE | 0 | FALSE | 0 | FALSE | 0 | FALSE | 0 | FALSE | 0 | FALSE | 0 | FALSE | 0 | FALSE | 0 | FALSE | 0 | TRUE | 200 | FALSE | 0 | FALSE | 0 | FALSE | 0 | FALSE | 0 | FALSE | 0 | FALSE | 0 | FALSE | 0 | FALSE | 0 | FALSE | 0 | FALSE | 0 | FALSE | 0 | FALSE | 0 | FALSE | 0 | FALSE | 0 | FALSE | 0 | FALSE | 0 | FALSE | 0 | FALSE | 0 | FALSE | 0 | FALSE | 0
50 |  | 0 | 34 | FALSE | 0 | FALSE | 0 | FALSE | 0 | FALSE | 0 | FALSE | 0 | FALSE | 0 | FALSE | 0 | FALSE | 0 | FALSE | 0 | FALSE | 0 | FALSE | 0 | FALSE | 0 | FALSE | 0 | FALSE | 0 | FALSE | 0 | FALSE | 0 | FALSE | 0 | FALSE | 0 | FALSE | 0 | FALSE | 0 | FALSE | 0 | FALSE | 0 | FALSE | 0 | FALSE | 0 | FALSE | 0 | FALSE | 0 | FALSE | 0 | FALSE | 0 | FALSE | 0 | FALSE | 0 | TRUE | 200 | FALSE | 0 | FALSE | 0 | FALSE | 0 | FALSE | 0 | FALSE | 0 | FALSE | 0 | FALSE | 0 | FALSE | 0 | FALSE | 0 | FALSE | 0 | FALSE | 0 | FALSE | 0 | FALSE | 0 | FALSE | 0 | FALSE | 0 | FALSE | 0 | FALSE | 0 | FALSE | 0 | FALSE | 0 | FALSE | 0
50 |  | 0 | 33 | FALSE | 0 | FALSE | 0 | FALSE | 0 | FALSE | 0 | FALSE | 0 | FALSE | 0 | FALSE | 0 | FALSE | 0 | FALSE | 0 | FALSE | 0 | FALSE | 0 | FALSE | 0 | FALSE | 0 | FALSE | 0 | FALSE | 0 | FALSE | 0 | FALSE | 0 | FALSE | 0 | FALSE | 0 | FALSE | 0 | FALSE | 0 | FALSE | 0 | FALSE | 0 | FALSE | 0 | FALSE | 0 | FALSE | 0 | FALSE | 0 | FALSE | 0 | FALSE | 0 | FALSE | 0 | TRUE | 200 | FALSE | 0 | FALSE | 0 | FALSE | 0 | FALSE | 0 | FALSE | 0 | FALSE | 0 | FALSE | 0 | FALSE | 0 | FALSE | 0 | FALSE | 0 | FALSE | 0 | FALSE | 0 | FALSE | 0 | FALSE | 0 | FALSE | 0 | FALSE | 0 | FALSE | 0 | FALSE | 0 | FALSE | 0 | FALSE | 0
50 |  | 0 | 32 | FALSE | 0 | FALSE | 0 | FALSE | 0 | FALSE | 0 | FALSE | 0 | FALSE | 0 | FALSE | 0 | FALSE | 0 | FALSE | 0 | FALSE | 0 | FALSE | 0 | FALSE | 0 | FALSE | 0 | FALSE | 0 | FALSE | 0 | FALSE | 0 | FALSE | 0 | FALSE | 0 | FALSE | 0 | FALSE | 0 | FALSE | 0 | FALSE | 0 | FALSE | 0 | FALSE | 0 | FALSE | 0 | FALSE | 0 | FALSE | 0 | FALSE | 0 | FALSE | 0 | FALSE | 0 | TRUE | 200 | FALSE | 0 | FALSE | 0 | FALSE | 0 | FALSE | 0 | FALSE | 0 | FALSE | 0 | FALSE | 0 | FALSE | 0 | FALSE | 0 | FALSE | 0 | FALSE | 0 | FALSE | 0 | FALSE | 0 | FALSE | 0 | FALSE | 0 | FALSE | 0 | FALSE | 0 | FALSE | 0 | FALSE | 0 | FALSE | 0
50 |  | 0 | 31 | FALSE | 0 | FALSE | 0 | FALSE | 0 | FALSE | 0 | FALSE | 0 | FALSE | 0 | FALSE | 0 | FALSE | 0 | FALSE | 0 | FALSE | 0 | FALSE | 0 | FALSE | 0 | FALSE | 0 | FALSE | 0 | FALSE | 0 | FALSE | 0 | FALSE | 0 | FALSE | 0 | FALSE | 0 | FALSE | 0 | FALSE | 0 | FALSE | 0 | FALSE | 0 | FALSE | 0 | FALSE | 0 | FALSE | 0 | FALSE | 0 | FALSE | 0 | FALSE | 0 | FALSE | 0 | TRUE | 200 | FALSE | 0 | FALSE | 0 | FALSE | 0 | FALSE | 0 | FALSE | 0 | FALSE | 0 | FALSE | 0 | FALSE | 0 | FALSE | 0 | FALSE | 0 | FALSE | 0 | FALSE | 0 | FALSE | 0 | FALSE | 0 | FALSE | 0 | FALSE | 0 | FALSE | 0 | FALSE | 0 | FALSE | 0 | FALSE | 0
50 |  | 0 | 30 | FALSE | 0 | FALSE | 0 | FALSE | 0 | FALSE | 0 | FALSE | 0 | FALSE | 0 | FALSE | 0 | FALSE | 0 | FALSE | 0 | FALSE | 0 | FALSE | 0 | FALSE | 0 | FALSE | 0 | FALSE | 0 | FALSE | 0 | FALSE | 0 | FALSE | 0 | FALSE | 0 | FALSE | 0 | FALSE | 0 | FALSE | 0 | FALSE | 0 | FALSE | 0 | FALSE | 0 | FALSE | 0 | FALSE | 0 | FALSE | 0 | FALSE | 0 | FALSE | 0 | FALSE | 0 | TRUE | 200 | FALSE | 0 | FALSE | 0 | FALSE | 0 | FALSE | 0 | FALSE | 0 | FALSE | 0 | FALSE | 0 | FALSE | 0 | FALSE | 0 | FALSE | 0 | FALSE | 0 | FALSE | 0 | FALSE | 0 | FALSE | 0 | FALSE | 0 | FALSE | 0 | FALSE | 0 | FALSE | 0 | FALSE | 0 | FALSE | 0
50 |  | 0 | 29 | FALSE | 0 | FALSE | 0 | FALSE | 0 | FALSE | 0 | FALSE | 0 | FALSE | 0 | FALSE | 0 | FALSE | 0 | FALSE | 0 | FALSE | 0 | FALSE | 0 | FALSE | 0 | FALSE | 0 | FALSE | 0 | FALSE | 0 | FALSE | 0 | FALSE | 0 | FALSE | 0 | FALSE | 0 | FALSE | 0 | FALSE | 0 | FALSE | 0 | FALSE | 0 | FALSE | 0 | FALSE | 0 | FALSE | 0 | FALSE | 0 | FALSE | 0 | FALSE | 0 | FALSE | 0 | TRUE | 200 | FALSE | 0 | FALSE | 0 | FALSE | 0 | FALSE | 0 | FALSE | 0 | FALSE | 0 | FALSE | 0 | FALSE | 0 | FALSE | 0 | FALSE | 0 | FALSE | 0 | FALSE | 0 | FALSE | 0 | FALSE | 0 | FALSE | 0 | FALSE | 0 | FALSE | 0 | FALSE | 0 | FALSE | 0 | FALSE | 0
50 |  | 0 | 28 | FALSE | 0 | FALSE | 0 | FALSE | 0 | FALSE | 0 | FALSE | 0 | FALSE | 0 | FALSE | 0 | FALSE | 0 | FALSE | 0 | FALSE | 0 | FALSE | 0 | FALSE | 0 | FALSE | 0 | FALSE | 0 | FALSE | 0 | FALSE | 0 | FALSE | 0 | FALSE | 0 | FALSE | 0 | FALSE | 0 | FALSE | 0 | FALSE | 0 | FALSE | 0 | FALSE | 0 | FALSE | 0 | FALSE | 0 | FALSE | 0 | FALSE | 0 | FALSE | 0 | FALSE | 0 | TRUE | 200 | FALSE | 0 | FALSE | 0 | FALSE | 0 | FALSE | 0 | FALSE | 0 | FALSE | 0 | FALSE | 0 | FALSE | 0 | FALSE | 0 | FALSE | 0 | FALSE | 0 | FALSE | 0 | FALSE | 0 | FALSE | 0 | FALSE | 0 | FALSE | 0 | FALSE | 0 | FALSE | 0 | FALSE | 0 | FALSE | 0
50 |  | 0 | 27 | FALSE | 0 | FALSE | 0 | FALSE | 0 | FALSE | 0 | FALSE | 0 | FALSE | 0 | FALSE | 0 | FALSE | 0 | FALSE | 0 | FALSE | 0 | FALSE | 0 | FALSE | 0 | FALSE | 0 | FALSE | 0 | FALSE | 0 | FALSE | 0 | FALSE | 0 | FALSE | 0 | FALSE | 0 | FALSE | 0 | FALSE | 0 | FALSE | 0 | FALSE | 0 | FALSE | 0 | FALSE | 0 | FALSE | 0 | FALSE | 0 | FALSE | 0 | FALSE | 0 | FALSE | 0 | TRUE | 200 | FALSE | 0 | FALSE | 0 | FALSE | 0 | FALSE | 0 | FALSE | 0 | FALSE | 0 | FALSE | 0 | FALSE | 0 | FALSE | 0 | FALSE | 0 | FALSE | 0 | FALSE | 0 | FALSE | 0 | FALSE | 0 | FALSE | 0 | FALSE | 0 | FALSE | 0 | FALSE | 0 | FALSE | 0 | FALSE | 0
50 |  | 0 | 26 | FALSE | 0 | FALSE | 0 | FALSE | 0 | FALSE | 0 | FALSE | 0 | FALSE | 0 | FALSE | 0 | FALSE | 0 | FALSE | 0 | FALSE | 0 | FALSE | 0 | FALSE | 0 | FALSE | 0 | FALSE | 0 | FALSE | 0 | FALSE | 0 | FALSE | 0 | FALSE | 0 | FALSE | 0 | FALSE | 0 | FALSE | 0 | FALSE | 0 | FALSE | 0 | FALSE | 0 | FALSE | 0 | FALSE | 0 | FALSE | 0 | FALSE | 0 | FALSE | 0 | FALSE | 0 | TRUE | 200 | FALSE | 0 | FALSE | 0 | FALSE | 0 | FALSE | 0 | FALSE | 0 | FALSE | 0 | FALSE | 0 | FALSE | 0 | FALSE | 0 | FALSE | 0 | FALSE | 0 | FALSE | 0 | FALSE | 0 | FALSE | 0 | FALSE | 0 | FALSE | 0 | FALSE | 0 | FALSE | 0 | FALSE | 0 | FALSE | 0
50 |  | 0 | 25 | FALSE | 0 | FALSE | 0 | FALSE | 0 | FALSE | 0 | FALSE | 0 | FALSE | 0 | FALSE | 0 | FALSE | 0 | FALSE | 0 | FALSE | 0 | FALSE | 0 | FALSE | 0 | FALSE | 0 | FALSE | 0 | FALSE | 0 | FALSE | 0 | FALSE | 0 | FALSE | 0 | FALSE | 0 | FALSE | 0 | FALSE | 0 | FALSE | 0 | FALSE | 0 | FALSE | 0 | FALSE | 0 | FALSE | 0 | FALSE | 0 | FALSE | 0 | FALSE | 0 | FALSE | 0 | TRUE | 200 | FALSE | 0 | FALSE | 0 | FALSE | 0 | FALSE | 0 | FALSE | 0 | FALSE | 0 | FALSE | 0 | FALSE | 0 | FALSE | 0 | FALSE | 0 | FALSE | 0 | FALSE | 0 | FALSE | 0 | FALSE | 0 | FALSE | 0 | FALSE | 0 | FALSE | 0 | FALSE | 0 | FALSE | 0 | FALSE | 0
50 |  | 0 | 24 | FALSE | 0 | FALSE | 0 | FALSE | 0 | FALSE | 0 | FALSE | 0 | FALSE | 0 | FALSE | 0 | FALSE | 0 | FALSE | 0 | FALSE | 0 | FALSE | 0 | FALSE | 0 | FALSE | 0 | FALSE | 0 | FALSE | 0 | FALSE | 0 | FALSE | 0 | FALSE | 0 | FALSE | 0 | FALSE | 0 | FALSE | 0 | FALSE | 0 | FALSE | 0 | FALSE | 0 | FALSE | 0 | FALSE | 0 | FALSE | 0 | FALSE | 0 | FALSE | 0 | FALSE | 0 | TRUE | 200 | FALSE | 0 | FALSE | 0 | FALSE | 0 | FALSE | 0 | FALSE | 0 | FALSE | 0 | FALSE | 0 | FALSE | 0 | FALSE | 0 | FALSE | 0 | FALSE | 0 | FALSE | 0 | FALSE | 0 | FALSE | 0 | FALSE | 0 | FALSE | 0 | FALSE | 0 | FALSE | 0 | FALSE | 0 | FALSE | 0
50 |  | 0 | 23 | FALSE | 0 | FALSE | 0 | FALSE | 0 | FALSE | 0 | FALSE | 0 | FALSE | 0 | FALSE | 0 | FALSE | 0 | FALSE | 0 | FALSE | 0 | FALSE | 0 | FALSE | 0 | FALSE | 0 | FALSE | 0 | FALSE | 0 | FALSE | 0 | FALSE | 0 | FALSE | 0 | FALSE | 0 | FALSE | 0 | FALSE | 0 | FALSE | 0 | FALSE | 0 | FALSE | 0 | FALSE | 0 | FALSE | 0 | FALSE | 0 | FALSE | 0 | FALSE | 0 | FALSE | 0 | TRUE | 200 | FALSE | 0 | FALSE | 0 | FALSE | 0 | FALSE | 0 | FALSE | 0 | FALSE | 0 | FALSE | 0 | FALSE | 0 | FALSE | 0 | FALSE | 0 | FALSE | 0 | FALSE | 0 | FALSE | 0 | FALSE | 0 | FALSE | 0 | FALSE | 0 | FALSE | 0 | FALSE | 0 | FALSE | 0 | FALSE | 0
50 |  | 0 | 22 | FALSE | 0 | FALSE | 0 | FALSE | 0 | FALSE | 0 | FALSE | 0 | FALSE | 0 | FALSE | 0 | FALSE | 0 | FALSE | 0 | FALSE | 0 | FALSE | 0 | FALSE | 0 | FALSE | 0 | FALSE | 0 | FALSE | 0 | FALSE | 0 | FALSE | 0 | FALSE | 0 | FALSE | 0 | FALSE | 0 | FALSE | 0 | FALSE | 0 | FALSE | 0 | FALSE | 0 | FALSE | 0 | FALSE | 0 | FALSE | 0 | FALSE | 0 | FALSE | 0 | FALSE | 0 | TRUE | 200 | FALSE | 0 | FALSE | 0 | FALSE | 0 | FALSE | 0 | FALSE | 0 | FALSE | 0 | FALSE | 0 | FALSE | 0 | FALSE | 0 | FALSE | 0 | FALSE | 0 | FALSE | 0 | FALSE | 0 | FALSE | 0 | FALSE | 0 | FALSE | 0 | FALSE | 0 | FALSE | 0 | FALSE | 0 | FALSE | 0
50 |  | 0 | 21 | FALSE | 0 | FALSE | 0 | FALSE | 0 | FALSE | 0 | FALSE | 0 | FALSE | 0 | FALSE | 0 | FALSE | 0 | FALSE | 0 | FALSE | 0 | FALSE | 0 | FALSE | 0 | FALSE | 0 | FALSE | 0 | FALSE | 0 | FALSE | 0 | FALSE | 0 | FALSE | 0 | FALSE | 0 | FALSE | 0 | FALSE | 0 | FALSE | 0 | FALSE | 0 | FALSE | 0 | FALSE | 0 | FALSE | 0 | FALSE | 0 | FALSE | 0 | FALSE | 0 | FALSE | 0 | TRUE | 200 | FALSE | 0 | FALSE | 0 | FALSE | 0 | FALSE | 0 | FALSE | 0 | FALSE | 0 | FALSE | 0 | FALSE | 0 | FALSE | 0 | FALSE | 0 | FALSE | 0 | FALSE | 0 | FALSE | 0 | FALSE | 0 | FALSE | 0 | FALSE | 0 | FALSE | 0 | FALSE | 0 | FALSE | 0 | FALSE | 0
50 |  | 0 | 20 | FALSE | 0 | FALSE | 0 | FALSE | 0 | FALSE | 0 | FALSE | 0 | FALSE | 0 | FALSE | 0 | FALSE | 0 | FALSE | 0 | FALSE | 0 | FALSE | 0 | FALSE | 0 | FALSE | 0 | FALSE | 0 | FALSE | 0 | FALSE | 0 | FALSE | 0 | FALSE | 0 | FALSE | 0 | FALSE | 0 | FALSE | 0 | FALSE | 0 | FALSE | 0 | FALSE | 0 | FALSE | 0 | FALSE | 0 | FALSE | 0 | FALSE | 0 | FALSE | 0 | FALSE | 0 | TRUE | 200 | FALSE | 0 | FALSE | 0 | FALSE | 0 | FALSE | 0 | FALSE | 0 | FALSE | 0 | FALSE | 0 | FALSE | 0 | FALSE | 0 | FALSE | 0 | FALSE | 0 | FALSE | 0 | FALSE | 0 | FALSE | 0 | FALSE | 0 | FALSE | 0 | FALSE | 0 | FALSE | 0 | FALSE | 0 | FALSE | 0
50 |  | 0 | 19 | FALSE | 0 | FALSE | 0 | FALSE | 0 | FALSE | 0 | FALSE | 0 | FALSE | 0 | FALSE | 0 | FALSE | 0 | FALSE | 0 | FALSE | 0 | FALSE | 0 | FALSE | 0 | FALSE | 0 | FALSE | 0 | FALSE | 0 | FALSE | 0 | FALSE | 0 | FALSE | 0 | FALSE | 0 | FALSE | 0 | FALSE | 0 | FALSE | 0 | FALSE | 0 | FALSE | 0 | FALSE | 0 | FALSE | 0 | FALSE | 0 | FALSE | 0 | FALSE | 0 | FALSE | 0 | TRUE | 200 | FALSE | 0 | FALSE | 0 | FALSE | 0 | FALSE | 0 | FALSE | 0 | FALSE | 0 | FALSE | 0 | FALSE | 0 | FALSE | 0 | FALSE | 0 | FALSE | 0 | FALSE | 0 | FALSE | 0 | FALSE | 0 | FALSE | 0 | FALSE | 0 | FALSE | 0 | FALSE | 0 | FALSE | 0 | FALSE | 0
50 |  | 0 | 18 | FALSE | 0 | FALSE | 0 | FALSE | 0 | FALSE | 0 | FALSE | 0 | FALSE | 0 | FALSE | 0 | FALSE | 0 | FALSE | 0 | FALSE | 0 | FALSE | 0 | FALSE | 0 | FALSE | 0 | FALSE | 0 | FALSE | 0 | FALSE | 0 | FALSE | 0 | FALSE | 0 | FALSE | 0 | FALSE | 0 | FALSE | 0 | FALSE | 0 | FALSE | 0 | FALSE | 0 | FALSE | 0 | FALSE | 0 | FALSE | 0 | FALSE | 0 | FALSE | 0 | FALSE | 0 | TRUE | 200 | FALSE | 0 | FALSE | 0 | FALSE | 0 | FALSE | 0 | FALSE | 0 | FALSE | 0 | FALSE | 0 | FALSE | 0 | FALSE | 0 | FALSE | 0 | FALSE | 0 | FALSE | 0 | FALSE | 0 | FALSE | 0 | FALSE | 0 | FALSE | 0 | FALSE | 0 | FALSE | 0 | FALSE | 0 | FALSE | 0
50 |  | 0 | 17 | FALSE | 0 | FALSE | 0 | FALSE | 0 | FALSE | 0 | FALSE | 0 | FALSE | 0 | FALSE | 0 | FALSE | 0 | FALSE | 0 | FALSE | 0 | FALSE | 0 | FALSE | 0 | FALSE | 0 | FALSE | 0 | FALSE | 0 | FALSE | 0 | FALSE | 0 | FALSE | 0 | FALSE | 0 | FALSE | 0 | FALSE | 0 | FALSE | 0 | FALSE | 0 | FALSE | 0 | FALSE | 0 | FALSE | 0 | FALSE | 0 | FALSE | 0 | FALSE | 0 | FALSE | 0 | TRUE | 200 | FALSE | 0 | FALSE | 0 | FALSE | 0 | FALSE | 0 | FALSE | 0 | FALSE | 0 | FALSE | 0 | FALSE | 0 | FALSE | 0 | FALSE | 0 | FALSE | 0 | FALSE | 0 | FALSE | 0 | FALSE | 0 | FALSE | 0 | FALSE | 0 | FALSE | 0 | FALSE | 0 | FALSE | 0 | FALSE | 0
50 |  | 0 | 16 | FALSE | 0 | FALSE | 0 | FALSE | 0 | FALSE | 0 | FALSE | 0 | FALSE | 0 | FALSE | 0 | FALSE | 0 | FALSE | 0 | FALSE | 0 | FALSE | 0 | FALSE | 0 | FALSE | 0 | FALSE | 0 | FALSE | 0 | FALSE | 0 | FALSE | 0 | FALSE | 0 | FALSE | 0 | FALSE | 0 | FALSE | 0 | FALSE | 0 | FALSE | 0 | FALSE | 0 | FALSE | 0 | FALSE | 0 | FALSE | 0 | FALSE | 0 | FALSE | 0 | FALSE | 0 | TRUE | 200 | FALSE | 0 | FALSE | 0 | FALSE | 0 | FALSE | 0 | FALSE | 0 | FALSE | 0 | FALSE | 0 | FALSE | 0 | FALSE | 0 | FALSE | 0 | FALSE | 0 | FALSE | 0 | FALSE | 0 | FALSE | 0 | FALSE | 0 | FALSE | 0 | FALSE | 0 | FALSE | 0 | FALSE | 0 | FALSE | 0
50 |  | 0 | 15 | FALSE | 0 | FALSE | 0 | FALSE | 0 | FALSE | 0 | FALSE | 0 | FALSE | 0 | FALSE | 0 | FALSE | 0 | FALSE | 0 | FALSE | 0 | FALSE | 0 | FALSE | 0 | FALSE | 0 | FALSE | 0 | FALSE | 0 | FALSE | 0 | FALSE | 0 | FALSE | 0 | FALSE | 0 | FALSE | 0 | FALSE | 0 | FALSE | 0 | FALSE | 0 | FALSE | 0 | FALSE | 0 | FALSE | 0 | FALSE | 0 | FALSE | 0 | FALSE | 0 | FALSE | 0 | TRUE | 200 | FALSE | 0 | FALSE | 0 | FALSE | 0 | FALSE | 0 | FALSE | 0 | FALSE | 0 | FALSE | 0 | FALSE | 0 | FALSE | 0 | FALSE | 0 | FALSE | 0 | FALSE | 0 | FALSE | 0 | FALSE | 0 | FALSE | 0 | FALSE | 0 | FALSE | 0 | FALSE | 0 | FALSE | 0 | FALSE | 0
50 |  | 0 | 14 | FALSE | 0 | FALSE | 0 | FALSE | 0 | FALSE | 0 | FALSE | 0 | FALSE | 0 | FALSE | 0 | FALSE | 0 | FALSE | 0 | FALSE | 0 | FALSE | 0 | FALSE | 0 | FALSE | 0 | FALSE | 0 | FALSE | 0 | FALSE | 0 | FALSE | 0 | FALSE | 0 | FALSE | 0 | FALSE | 0 | FALSE | 0 | FALSE | 0 | FALSE | 0 | FALSE | 0 | FALSE | 0 | FALSE | 0 | FALSE | 0 | FALSE | 0 | FALSE | 0 | FALSE | 0 | TRUE | 200 | FALSE | 0 | FALSE | 0 | FALSE | 0 | FALSE | 0 | FALSE | 0 | FALSE | 0 | FALSE | 0 | FALSE | 0 | FALSE | 0 | FALSE | 0 | FALSE | 0 | FALSE | 0 | FALSE | 0 | FALSE | 0 | FALSE | 0 | FALSE | 0 | FALSE | 0 | FALSE | 0 | FALSE | 0 | FALSE | 0
50 |  | 0 | 13 | FALSE | 0 | FALSE | 0 | FALSE | 0 | FALSE | 0 | FALSE | 0 | FALSE | 0 | FALSE | 0 | FALSE | 0 | FALSE | 0 | FALSE | 0 | FALSE | 0 | FALSE | 0 | FALSE | 0 | FALSE | 0 | FALSE | 0 | FALSE | 0 | FALSE | 0 | FALSE | 0 | FALSE | 0 | FALSE | 0 | FALSE | 0 | FALSE | 0 | FALSE | 0 | FALSE | 0 | FALSE | 0 | FALSE | 0 | FALSE | 0 | FALSE | 0 | FALSE | 0 | FALSE | 0 | TRUE | 200 | FALSE | 0 | FALSE | 0 | FALSE | 0 | FALSE | 0 | FALSE | 0 | FALSE | 0 | FALSE | 0 | FALSE | 0 | FALSE | 0 | FALSE | 0 | FALSE | 0 | FALSE | 0 | FALSE | 0 | FALSE | 0 | FALSE | 0 | FALSE | 0 | FALSE | 0 | FALSE | 0 | FALSE | 0 | FALSE | 0
50 |  | 0 | 12 | FALSE | 0 | FALSE | 0 | FALSE | 0 | FALSE | 0 | FALSE | 0 | FALSE | 0 | FALSE | 0 | FALSE | 0 | FALSE | 0 | FALSE | 0 | FALSE | 0 | FALSE | 0 | FALSE | 0 | FALSE | 0 | FALSE | 0 | FALSE | 0 | FALSE | 0 | FALSE | 0 | FALSE | 0 | FALSE | 0 | FALSE | 0 | FALSE | 0 | FALSE | 0 | FALSE | 0 | FALSE | 0 | FALSE | 0 | FALSE | 0 | FALSE | 0 | FALSE | 0 | FALSE | 0 | TRUE | 200 | FALSE | 0 | FALSE | 0 | FALSE | 0 | FALSE | 0 | FALSE | 0 | FALSE | 0 | FALSE | 0 | FALSE | 0 | FALSE | 0 | FALSE | 0 | FALSE | 0 | FALSE | 0 | FALSE | 0 | FALSE | 0 | FALSE | 0 | FALSE | 0 | FALSE | 0 | FALSE | 0 | FALSE | 0 | FALSE | 0
50 |  | 0 | 11 | FALSE | 0 | FALSE | 0 | FALSE | 0 | FALSE | 0 | FALSE | 0 | FALSE | 0 | FALSE | 0 | FALSE | 0 | FALSE | 0 | FALSE | 0 | FALSE | 0 | FALSE | 0 | FALSE | 0 | FALSE | 0 | FALSE | 0 | FALSE | 0 | FALSE | 0 | FALSE | 0 | FALSE | 0 | FALSE | 0 | FALSE | 0 | FALSE | 0 | FALSE | 0 | FALSE | 0 | FALSE | 0 | FALSE | 0 | FALSE | 0 | FALSE | 0 | FALSE | 0 | FALSE | 0 | TRUE | 200 | FALSE | 0 | FALSE | 0 | FALSE | 0 | FALSE | 0 | FALSE | 0 | FALSE | 0 | FALSE | 0 | FALSE | 0 | FALSE | 0 | FALSE | 0 | FALSE | 0 | FALSE | 0 | FALSE | 0 | FALSE | 0 | FALSE | 0 | FALSE | 0 | FALSE | 0 | FALSE | 0 | FALSE | 0 | FALSE | 0
50 |  | 0 | 10 | FALSE | 0 | FALSE | 0 | FALSE | 0 | FALSE | 0 | FALSE | 0 | FALSE | 0 | FALSE | 0 | FALSE | 0 | FALSE | 0 | FALSE | 0 | FALSE | 0 | FALSE | 0 | FALSE | 0 | FALSE | 0 | FALSE | 0 | FALSE | 0 | FALSE | 0 | FALSE | 0 | FALSE | 0 | FALSE | 0 | FALSE | 0 | FALSE | 0 | FALSE | 0 | FALSE | 0 | FALSE | 0 | FALSE | 0 | FALSE | 0 | FALSE | 0 | FALSE | 0 | FALSE | 0 | TRUE | 200 | FALSE | 0 | FALSE | 0 | FALSE | 0 | FALSE | 0 | FALSE | 0 | FALSE | 0 | FALSE | 0 | FALSE | 0 | FALSE | 0 | FALSE | 0 | FALSE | 0 | FALSE | 0 | FALSE | 0 | FALSE | 0 | FALSE | 0 | FALSE | 0 | FALSE | 0 | FALSE | 0 | FALSE | 0 | FALSE | 0
50 |  | 0 | 9 | FALSE | 0 | FALSE | 0 | FALSE | 0 | FALSE | 0 | FALSE | 0 | FALSE | 0 | FALSE | 0 | FALSE | 0 | FALSE | 0 | FALSE | 0 | FALSE | 0 | FALSE | 0 | FALSE | 0 | FALSE | 0 | FALSE | 0 | FALSE | 0 | FALSE | 0 | FALSE | 0 | FALSE | 0 | FALSE | 0 | FALSE | 0 | FALSE | 0 | FALSE | 0 | FALSE | 0 | FALSE | 0 | FALSE | 0 | FALSE | 0 | FALSE | 0 | FALSE | 0 | FALSE | 0 | TRUE | 200 | FALSE | 0 | FALSE | 0 | FALSE | 0 | FALSE | 0 | FALSE | 0 | FALSE | 0 | FALSE | 0 | FALSE | 0 | FALSE | 0 | FALSE | 0 | FALSE | 0 | FALSE | 0 | FALSE | 0 | FALSE | 0 | FALSE | 0 | FALSE | 0 | FALSE | 0 | FALSE | 0 | FALSE | 0 | FALSE | 0
50 |  | 0 | 8 | FALSE | 0 | FALSE | 0 | FALSE | 0 | FALSE | 0 | FALSE | 0 | FALSE | 0 | FALSE | 0 | FALSE | 0 | FALSE | 0 | FALSE | 0 | FALSE | 0 | FALSE | 0 | FALSE | 0 | FALSE | 0 | FALSE | 0 | FALSE | 0 | FALSE | 0 | FALSE | 0 | FALSE | 0 | FALSE | 0 | FALSE | 0 | FALSE | 0 | FALSE | 0 | FALSE | 0 | FALSE | 0 | FALSE | 0 | FALSE | 0 | FALSE | 0 | FALSE | 0 | FALSE | 0 | TRUE | 200 | FALSE | 0 | FALSE | 0 | FALSE | 0 | FALSE | 0 | FALSE | 0 | FALSE | 0 | FALSE | 0 | FALSE | 0 | FALSE | 0 | FALSE | 0 | FALSE | 0 | FALSE | 0 | FALSE | 0 | FALSE | 0 | FALSE | 0 | FALSE | 0 | FALSE | 0 | FALSE | 0 | FALSE | 0 | FALSE | 0
50 |  | 0 | 7 | FALSE | 0 | FALSE | 0 | FALSE | 0 | FALSE | 0 | FALSE | 0 | FALSE | 0 | FALSE | 0 | FALSE | 0 | FALSE | 0 | FALSE | 0 | FALSE | 0 | FALSE | 0 | FALSE | 0 | FALSE | 0 | FALSE | 0 | FALSE | 0 | FALSE | 0 | FALSE | 0 | FALSE | 0 | FALSE | 0 | FALSE | 0 | FALSE | 0 | FALSE | 0 | FALSE | 0 | FALSE | 0 | FALSE | 0 | FALSE | 0 | FALSE | 0 | FALSE | 0 | FALSE | 0 | TRUE | 200 | FALSE | 0 | FALSE | 0 | FALSE | 0 | FALSE | 0 | FALSE | 0 | FALSE | 0 | FALSE | 0 | FALSE | 0 | FALSE | 0 | FALSE | 0 | FALSE | 0 | FALSE | 0 | FALSE | 0 | FALSE | 0 | FALSE | 0 | FALSE | 0 | FALSE | 0 | FALSE | 0 | FALSE | 0 | FALSE | 0
50 |  | 0 | 6 | FALSE | 0 | FALSE | 0 | FALSE | 0 | FALSE | 0 | FALSE | 0 | FALSE | 0 | FALSE | 0 | FALSE | 0 | FALSE | 0 | FALSE | 0 | FALSE | 0 | FALSE | 0 | FALSE | 0 | FALSE | 0 | FALSE | 0 | FALSE | 0 | FALSE | 0 | FALSE | 0 | FALSE | 0 | FALSE | 0 | FALSE | 0 | FALSE | 0 | FALSE | 0 | FALSE | 0 | FALSE | 0 | FALSE | 0 | FALSE | 0 | FALSE | 0 | FALSE | 0 | FALSE | 0 | TRUE | 200 | FALSE | 0 | FALSE | 0 | FALSE | 0 | FALSE | 0 | FALSE | 0 | FALSE | 0 | FALSE | 0 | FALSE | 0 | FALSE | 0 | FALSE | 0 | FALSE | 0 | FALSE | 0 | FALSE | 0 | FALSE | 0 | FALSE | 0 | FALSE | 0 | FALSE | 0 | FALSE | 0 | FALSE | 0 | FALSE | 0
50 |  | 0 | 5 | FALSE | 0 | FALSE | 0 | FALSE | 0 | FALSE | 0 | FALSE | 0 | FALSE | 0 | FALSE | 0 | FALSE | 0 | FALSE | 0 | FALSE | 0 | FALSE | 0 | FALSE | 0 | FALSE | 0 | FALSE | 0 | FALSE | 0 | FALSE | 0 | FALSE | 0 | FALSE | 0 | FALSE | 0 | FALSE | 0 | FALSE | 0 | FALSE | 0 | FALSE | 0 | FALSE | 0 | FALSE | 0 | FALSE | 0 | FALSE | 0 | FALSE | 0 | FALSE | 0 | FALSE | 0 | TRUE | 200 | FALSE | 0 | FALSE | 0 | FALSE | 0 | FALSE | 0 | FALSE | 0 | FALSE | 0 | FALSE | 0 | FALSE | 0 | FALSE | 0 | FALSE | 0 | FALSE | 0 | FALSE | 0 | FALSE | 0 | FALSE | 0 | FALSE | 0 | FALSE | 0 | FALSE | 0 | FALSE | 0 | FALSE | 0 | FALSE | 0
50 |  | 0 | 4 | FALSE | 0 | FALSE | 0 | FALSE | 0 | FALSE | 0 | FALSE | 0 | FALSE | 0 | FALSE | 0 | FALSE | 0 | FALSE | 0 | FALSE | 0 | FALSE | 0 | FALSE | 0 | FALSE | 0 | FALSE | 0 | FALSE | 0 | FALSE | 0 | FALSE | 0 | FALSE | 0 | FALSE | 0 | FALSE | 0 | FALSE | 0 | FALSE | 0 | FALSE | 0 | FALSE | 0 | FALSE | 0 | FALSE | 0 | FALSE | 0 | FALSE | 0 | FALSE | 0 | FALSE | 0 | TRUE | 200 | FALSE | 0 | FALSE | 0 | FALSE | 0 | FALSE | 0 | FALSE | 0 | FALSE | 0 | FALSE | 0 | FALSE | 0 | FALSE | 0 | FALSE | 0 | FALSE | 0 | FALSE | 0 | FALSE | 0 | FALSE | 0 | FALSE | 0 | FALSE | 0 | FALSE | 0 | FALSE | 0 | FALSE | 0 | FALSE | 0
50 |  | 0 | 3 | FALSE | 0 | FALSE | 0 | FALSE | 0 | FALSE | 0 | FALSE | 0 | FALSE | 0 | FALSE | 0 | FALSE | 0 | FALSE | 0 | FALSE | 0 | FALSE | 0 | FALSE | 0 | FALSE | 0 | FALSE | 0 | FALSE | 0 | FALSE | 0 | FALSE | 0 | FALSE | 0 | FALSE | 0 | FALSE | 0 | FALSE | 0 | FALSE | 0 | FALSE | 0 | FALSE | 0 | FALSE | 0 | FALSE | 0 | FALSE | 0 | FALSE | 0 | FALSE | 0 | FALSE | 0 | TRUE | 200 | FALSE | 0 | FALSE | 0 | FALSE | 0 | FALSE | 0 | FALSE | 0 | FALSE | 0 | FALSE | 0 | FALSE | 0 | FALSE | 0 | FALSE | 0 | FALSE | 0 | FALSE | 0 | FALSE | 0 | FALSE | 0 | FALSE | 0 | FALSE | 0 | FALSE | 0 | FALSE | 0 | FALSE | 0 | FALSE | 0
50 |  | 0 | 2 | FALSE | 0 | FALSE | 0 | FALSE | 0 | FALSE | 0 | FALSE | 0 | FALSE | 0 | FALSE | 0 | FALSE | 0 | FALSE | 0 | FALSE | 0 | FALSE | 0 | FALSE | 0 | FALSE | 0 | FALSE | 0 | FALSE | 0 | FALSE | 0 | FALSE | 0 | FALSE | 0 | FALSE | 0 | FALSE | 0 | FALSE | 0 | FALSE | 0 | FALSE | 0 | FALSE | 0 | FALSE | 0 | FALSE | 0 | FALSE | 0 | FALSE | 0 | FALSE | 0 | FALSE | 0 | TRUE | 200 | FALSE | 0 | FALSE | 0 | FALSE | 0 | FALSE | 0 | FALSE | 0 | FALSE | 0 | FALSE | 0 | FALSE | 0 | FALSE | 0 | FALSE | 0 | FALSE | 0 | FALSE | 0 | FALSE | 0 | FALSE | 0 | FALSE | 0 | FALSE | 0 | FALSE | 0 | FALSE | 0 | FALSE | 0 | FALSE | 0
50 |  | 0 | 1 | FALSE | 0 | FALSE | 0 | FALSE | 0 | FALSE | 0 | FALSE | 0 | FALSE | 0 | FALSE | 0 | FALSE | 0 | FALSE | 0 | FALSE | 0 | FALSE | 0 | FALSE | 0 | FALSE | 0 | FALSE | 0 | FALSE | 0 | FALSE | 0 | FALSE | 0 | FALSE | 0 | FALSE | 0 | FALSE | 0 | FALSE | 0 | FALSE | 0 | FALSE | 0 | FALSE | 0 | FALSE | 0 | FALSE | 0 | FALSE | 0 | FALSE | 0 | FALSE | 0 | FALSE | 0 | TRUE | 200 | FALSE | 0 | FALSE | 0 | FALSE | 0 | FALSE | 0 | FALSE | 0 | FALSE | 0 | FALSE | 0 | FALSE | 0 | FALSE | 0 | FALSE | 0 | FALSE | 0 | FALSE | 0 | FALSE | 0 | FALSE | 0 | FALSE | 0 | FALSE | 0 | FALSE | 0 | FALSE | 0 | FALSE | 0 | FALSE | 0
50 |  | 0 | 0 | FALSE | 0 | FALSE | 0 | FALSE | 0 | FALSE | 0 | FALSE | 0 | FALSE | 0 | FALSE | 0 | FALSE | 0 | FALSE | 0 | FALSE | 0 | FALSE | 0 | FALSE | 0 | FALSE | 0 | FALSE | 0 | FALSE | 0 | FALSE | 0 | FALSE | 0 | FALSE | 0 | FALSE | 0 | FALSE | 0 | FALSE | 0 | FALSE | 0 | FALSE | 0 | FALSE | 0 | FALSE | 0 | FALSE | 0 | FALSE | 0 | FALSE | 0 | FALSE | 0 | FALSE | 0 | TRUE | 200 | FALSE | 0 | FALSE | 0 | FALSE | 0 | FALSE | 0 | FALSE | 0 | FALSE | 0 | FALSE | 0 | FALSE | 0 | FALSE | 0 | FALSE | 0 | FALSE | 0 | FALSE | 0 | FALSE | 0 | FALSE | 0 | FALSE | 0 | FALSE | 0 | FALSE | 0 | FALSE | 0 | FALSE | 0 | FALSE | 0